## Title
PA - Law Department of PSEG Services Corporation -
Salem 1, Salem 2 and Hope Creek Retirement Scenario - Emissions Deltas as Compared to the Base Case
2020-09-15
For questions related to this document, please contact:
Ron Norman | David Cherney
55 Cambridge Parkway | 1700 Lincoln St, Ste 3550
9th Floor | Wells Fargo Plaza
Cambridge, MA 02142 | Denver, CO 80203
(617) 252-0106 | (720) 566-9947

## Disclaimer
All use and reliance on this Report by any authorized third party is subject to the following terms and conditions.
1. You may not change, alter, or adapt the Report or further distribute the Report. You acknowledge that the Report contains information confidential and proprietary to PA, and you agree to keep the Report confidential.
2. You acknowledge that the Report is not an audit and was not undertaken to express a financial opinion or to provide investment advice, and that PA does not express an investment opinion on the financial information (or any other information) contained in the Report. You further acknowledge that had PA performed additional due diligence, other matters might have come to its attention that would have been reported.
3. You acknowledge that: (i) some information in the Report is necessarily based on predictions and estimates of future events and behavior; (ii) such predictions or estimates may differ from that which other experts specializing in the electricity industry might present; (iii) PA’s analysis and findings are current as of July 2020 and, where applicable, incorporate underlying market data as of April 28, 2020; (iv) the provision of a Report by PA does not obviate the need for potential investors to make further appropriate inquiries as to the accuracy of the information included therein, or to undertake an analysis on their own; and (v) the Report is not intended to be a complete and exhaustive analysis of the subject issues and therefore will not consider some factors that are important to a potential investor’s decision making. Nothing in the Report should be taken as a promise or guarantee as to the occurrence of any future events.
By reviewing, using or relying on the Report, you release PA from any claims arising from your review, use of or reliance on the Report, including by way of example only, any claim for the negligent provision of information. In no event and under no circumstances shall PA be liable to you for any principal, interest, loss of anticipated revenues, earnings, profits, increased expense of operations, loss by reason of shutdown or non-operation due to late completion, or for any consequential, indirect or special damages.

## Monthly Emissions - CO2
Monthly Emissions of CO2
| Emissions by Plant: MAAC Region | [48 empty] | Calendar Total Emissions |  |  |  | Delivery Year Total Emissions
| short tons | [48 empty] | short tons |  |  |  | short tons
| ORIS Code | [48 empty] | 2022 | 2023 | 2024 | 2025 | 2022/23 | 2023/24 | 2024/25 | time axis 2022-01-01 to 2025-12-01
| 591 | 0 | 0 | 0 | 0 | 0 | 0 | 0 | 0 | 0 | 0 | 0 | 0 | 0 | 0 | 0 | 0 | 0 | 0 | 1304.7357 | 746.9322 | 0 | 0 | 0 | 0 | 1012.1625 | 0 | 0 | 0 | 0 | 0 | 1591.3988 | 1068.2403 | 0 | 0 | 0 | 0 | 0 | 0 | 0 | 0 | 0 | 0 | 2691.01 | 1324.7148 | 0 | 0 | 0 | 0 | 0 | 2051.6679 | 3671.8016 | 4015.7248 | 0 | 3063.8304 | 2659.6391
| 592 | 0 | 0 | 0 | 0 | 0 | 0 | 0 | 0 | 0 | 0 | 0 | 0 | 0 | 0 | 0 | 0 | 0 | 0 | 276.2351 | 166.3645 | 0 | 0 | 0 | 0 | 159.3874 | 0 | 0 | 0 | 0 | 0 | 367.3654 | 240.3043 | 0 | 0 | 0 | 0 | 0 | 0 | 0 | 0 | 0 | 0 | 699.7956 | 320.6774 | 0 | 0 | 0 | 0 | 0 | 442.5996 | 767.0571 | 1020.473 | 0 | 601.987 | 607.6697
| 593 | 0 | 0 | 0 | 0 | 0.01 | 0 | 0.01 | 0.01 | 0 | 0 | 0 | 0 | 0.001 | 0 | 0 | 0 | 0.01 | 0 | 0.02 | 0.01 | 0 | 0 | 0 | 0 | 0.002 | 0.002 | 0 | 0 | 0.01 | 0 | 0.02 | 0.01 | 0 | 0 | 0 | 0 | 0 | 0 | 0 | 0 | 0.01 | 0 | 0.01 | 0.01 | 0 | 0 | 0 | 0 | 0.03 | 0.041 | 0.044 | 0.03 | 0.031 | 0.044 | 0.04
| 594 | 10195.74 | 1388.15 | 0 | 0 | 0 | 0 | 22711.1 | 9979.59 | 0 | 0 | 0 | 0 | 20880.9 | 16297.5 | 0 | 0 | 0 | 2870.98 | 36153.108 | 23110.0087 | 0 | 0 | 0 | 893.06 | 18702.1219 | 21946.37 | 0 | 0 | 0 | 1365.58 | 29335.0851 | 25849.8522 | 1599.87 | 0 | 0 | 263.22 | 18517.54 | 14435.77 | 717.8 | 0 | 0 | 4516.68 | 36846.3008 | 28302.6066 | 2576.98 | 463.36 | 0 | 2369.11 | 44274.58 | 100205.5567 | 99062.0992 | 108746.1474 | 69869.09 | 103675.6486 | 92084.7173
| 597 | 0 | 0 | 0 | 0 | 0 | 0 | 0 | 0 | 0 | 0 | 0 | 0 | 0 | 0 | 0 | 0 | 0 | 0 | 384.6485 | 253.6691 | 0 | 0 | 0 | 0 | 577.2845 | 0 | 0 | 0 | 0 | 0 | 505.437 | 338.2255 | 0 | 0 | 0 | 0 | 0 | 0 | 0 | 0 | 0 | 0 | 933.8149 | 422.7819 | 0 | 0 | 0 | 0 | 0 | 638.3176 | 1420.947 | 1356.5968 | 0 | 1215.6021 | 843.6625
| 602 | -3453.9 | 0 | 0 | 0 | 0 | 0 | 20302.9 | 14164.2 | 0 | 0 | 0 | 0 | 5502.5 | 878.2 | 0 | 0 | 0 | 1089.7 | 29334.4 | 18629.5 | 0 | 0 | 0 | 0 | 0 | 0 | 0 | 0 | 0 | 0 | 13442.8 | 3690 | -347.5 | 0 | 0 | 0 | 16674.1 | 3501.3 | -946.2 | 0 | 0 | -1088.5 | 8781.1 | -3543.7 | -680.6 | -1408.7 | -1777.9 | -3.3 | 31013.2 | 55434.3 | 16785.3 | 19507.6 | 40847.8 | 49053.6 | 36014.5
| 1552 | 0 | 0 | 0 | 0 | 0 | 0 | 0 | 0 | 0 | 0 | 0 | 0 | 0 | 0 | 0 | 0 | 0 | 0 | 0 | 0 | 0 | 0 | 0 | 0 | 0 | 0 | 0 | 0 | 0 | 0 | 0 | 0 | 0 | 0 | 0 | 0 | 0 | 0 | 0 | 0 | 0 | 0 | 105.3897 | 39.76 | 0 | 0 | 0 | 0 | 0 | 0 | 0 | 145.1497 | 0 | 0 | 0
| 1554 | -13052.13 | -11456.41 | 0 | 481.023 | 58.71 | -792.56 | 5260.04 | 1778.93 | -64.39 | -356.57 | 191.94 | 0 | -11614.89 | -5446.058 | 61.63 | 598.72 | 200.66 | 260.63 | 5332.4937 | 2688.4784 | 246.79 | 347.26 | 356.54 | 69.98 | -6181.103 | 0 | 0 | 263.84 | -202.03 | -731.98 | -307.0371 | -246.1744 | -625.36 | -966.82 | -127.31 | 188.89 | 0 | 0 | -854.06 | -535.53 | -731.51 | -603.99 | -313.1913 | -479.2947 | -199.23 | -415.95 | -318.64 | 296.73 | -17951.417 | -6897.7658 | -8935.0845 | -4154.6661 | -10182.548 | 3182.8792 | -4936.8915
| 1556 | 0 | 0 | 0 | 0 | 235.6078 | 2172.2991 | 5904.24 | 6811.405 | 259.6643 | 0 | 0 | 0 | 0 | 0 | 0 | 0 | 357.5231 | 2413.518 | 8290.9156 | 6288.2192 | 65.1473 | 473.8801 | 0 | 0 | -760.6756 | 0 | 0 | 0 | 57.6028 | 826.2851 | 6171.0234 | 3569.6692 | 966.4519 | -60.4887 | 0 | 0 | 137.237 | 0 | -0.3785 | -77.483 | 116.178 | 1817.153 | 5449.5721 | 2422.3484 | 270.678 | -411.557 | -63.3587 | 68.0827 | 15383.2162 | 17889.2033 | 10769.8681 | 9728.472 | 15505.1315 | 16828.6074 | 11648.4944
| 1557 | 0 | 0 | 0 | 0 | 0 | 0 | 0 | 0 | 0 | 0 | 0 | 0 | 0 | 0 | 0 | 0 | 0 | 0 | 0 | 0 | 0 | 0 | 0 | 0 | 0 | 0 | 0 | 0 | 0 | 0 | 0 | 0 | 0 | 0 | 0 | 0 | 0 | 0 | 0 | 0 | 0 | 0 | 326.7118 | 131.4746 | 0 | 0 | 0 | 0 | 0 | 0 | 0 | 458.1864 | 0 | 0 | 0
| 1563 | 0 | 0 | 0 | 0 | 0 | 0 | 0 | 0 | 0 | 0 | 0 | 0 | 0 | 0 | 0 | 0 | 0 | 0 | 157.5985 | 117.9546 | 0 | 0 | 0 | 0 | 72.7644 | 0 | 0 | 0 | 0 | 0 | 205.2445 | 138.228 | 0 | 0 | 0 | 0 | 0 | 0 | 0 | 0 | 0 | 0 | 359.178 | 186.1471 | 0 | 0 | 0 | 0 | 0 | 275.5531 | 416.2369 | 545.3251 | 0 | 348.3175 | 343.4726
| 1564 | 0 | 0 | 0 | 0 | 0 | 0 | 0 | 0 | 0 | 0 | 0 | 0 | 0 | 0 | 0 | 0 | 0 | 0 | 204.9122 | 137.122 | 0 | 0 | 0 | 0 | 103.4549 | 0 | 0 | 0 | 0 | 0 | 300.5379 | 191.9708 | 0 | 0 | 0 | 0 | 0 | 0 | 0 | 0 | 0 | 0 | 532.7717 | 260.5318 | 0 | 0 | 0 | 0 | 0 | 342.0342 | 595.9636 | 793.3035 | 0 | 445.4891 | 492.5087
| 1571 | 895.44 | 116.29 | 0 | 0 | 0 | 442.75 | 11448.98 | 6052.27 | 0 | 0 | 0 | 0 | 3569.95 | 867.25 | 0 | 0 | 0 | 1405.49 | 7249.7 | -189.79 | -85.46 | 0 | 0 | 0 | 0 | 0 | 0 | 0 | 0 | 0 | 0 | 0 | 0 | 0 | 0 | 0 | 0 | 0 | 0 | 0 | 0 | 0 | -111.6612 | -260.9848 | 0 | 0 | 0 | 0 | 18955.73 | 12817.14 | 0 | -372.646 | 22381.2 | 8379.94 | 0
| 1572 | 0 | 0 | 0 | 0 | 83.3457 | 551.8627 | 4168.982 | 2222.33 | -180.7992 | 0 | 0 | 0 | 0 | 0 | 0 | 0 | 86.55 | 1131.4826 | 2701.92 | -423.97 | -562.4354 | -156.7337 | 0 | 0 | -564.9987 | 0 | 0 | 0 | -495.5264 | -1120.3445 | -1512.49 | -2392.16 | -858.527 | -342.3642 | 0 | 0 | 0 | 0 | -88.5086 | -1600.52 | -1075.372 | -2130.469 | -2454.6 | -3750.21 | -1296.99 | -1382.1345 | -365.9003 | 0 | 6845.7212 | 2776.8135 | -7286.4109 | -14144.7044 | 6848.9255 | 1629.7384 | -8990.2863
| 1573 | 11870.8 | 5265.4 | 0 | 0 | 398.3 | 3750.3 | 15465.2 | 5153 | -319.8 | 0 | 0 | 0 | 15581.1 | 9742.9 | -281.1 | 0 | -55.3 | 3262 | 10398.3 | -2395.4 | -2642 | -531 | 0 | 5216.8 | 5862 | 1628.8 | 0 | 0 | -2774.4 | -4442.1 | -5070.4 | -8464.8 | -4892 | -10972.8 | -5321.4 | -1510.6 | 0 | 0 | 0 | 0 | 0 | 0 | 0 | 0 | 0 | 0 | 0 | 0 | 41583.2 | 38296.3 | -35957.7 | 0 | 49036.3 | 18025.1 | -40674.1
| 1580 | 0 | 0 | 0 | 0 | 0 | 0 | 12.6312 | 25.4072 | 0 | 0 | 0 | 0 | 0 | 0 | 0 | 0 | 0 | 0 | 850.0909 | 421.2243 | 0 | 0 | 0 | 0 | 432.8336 | 0 | 0 | 0 | 0 | 0 | 1039.4745 | 728.6713 | 0 | 0 | 0 | 0 | 0 | 0 | 0 | 0 | 0 | 0 | 1465.5071 | 703.264 | 0 | 0 | 0 | 0 | 38.0384 | 1271.3153 | 2200.9794 | 2168.7711 | 38.0384 | 1704.1488 | 1768.1458
| 2379 | 236.1488 | 0 | 0 | 0 | 0 | 0 | 3762.144 | 1614.3512 | 0 | 0 | 0 | 0 | 0 | 0 | 0 | 0 | 0 | 0 | 11235.2403 | 5200.5269 | 0 | 0 | 0 | 0 | 826.6972 | 0 | 0 | 0 | 0 | 0 | 9983.4484 | 8092.4397 | 0 | 0 | 0 | 0 | 0 | 0 | 0 | 0 | 0 | 0 | 11882.7637 | 8436.5127 | 0 | 0 | 0 | 0 | 5612.644 | 16435.7672 | 18902.5853 | 20319.2764 | 5376.4952 | 17262.4644 | 18075.8881
| 2390 | 899.6933 | 0 | 0 | 0 | 0 | 0 | 6485.2221 | 2762.0389 | 0 | 0 | 0 | 0 | 0 | 0 | 0 | 0 | 0 | 0 | 12657.9181 | 4713.4642 | 0 | 0 | 0 | 0 | 1430.6717 | 0 | 0 | 0 | 0 | 0 | 13313.3316 | 10319.1325 | 0 | 0 | 0 | 0 | 0 | 0 | 0 | 0 | 0 | 0 | 16624.1709 | 9883.0772 | 0 | 0 | 0 | 0 | 10146.9543 | 17371.3823 | 25063.1358 | 26507.2481 | 9247.261 | 18802.054 | 23632.4641
| 2393 | 52061.2644 | 47775.84 | 340.69 | 0 | 0 | 0 | 7397.588 | 4021.338 | 0 | 0 | 0 | 6018.74 | 43948.537 | 30153.43 | 343.59 | 0 | 66.63 | 0 | -47.05 | 0 | 0 | 0 | 0 | 3544.01 | 36908.674 | 34002.52 | 5193.07 | 0 | 0 | 0 | -1176.66 | -284.53 | 0 | 0 | 10282.92 | 21006 | 27738 | 26620.68 | 19619.28 | 350.17 | 0 | 0 | -892.1385 | -1012.8938 | 10988.09 | 6353.95 | 26555.32 | 29173.3 | 117615.4604 | 78009.147 | 105931.994 | 145493.7577 | 91949.853 | 79601.224 | 104155.86
| 2398 | 1221.98 | 1602.48 | 22227.06 | 10519.95 | 37618.3 | 34781.6 | 29878.3 | 33942.8 | 37364.03 | 46440.69 | 34052.58 | 18964.4 | 18884.6 | 15046.47 | 30515.83 | 32439.84 | 41147.97 | 35134.82 | 30402.1 | 33045.8 | 37677.84 | 50777.36 | 40283.24 | 29561.46 | 14810.46 | 15700.33 | 34249.59 | 18709.08 | 35205.38 | 38028.29 | 28785.2 | 31277.2 | 37594.75 | 51459.59 | 31206.87 | 33480.98 | 22672.31 | 18443.37 | 58782.27 | 23769.07 | 40567.82 | 38844.69 | 30627.9 | 33259.7 | 42659.86 | 60457.01 | 33501.57 | 37013.25 | 308614.17 | 394917.33 | 370507.72 | 440598.82 | 373459.11 | 375557.46 | 416067.72
| 2399 | 1160.5723 | 0 | 0 | 0 | 535.1472 | 2539.3701 | 7690.262 | 5473.6874 | 0 | 0 | 0 | 0 | 0 | 0 | 0 | 0 | 560.7016 | 3917.8554 | 12835.859 | 8355.361 | 0 | 302.3301 | 0 | 0 | 1498.7013 | 0 | 0 | 18.485 | 654.1948 | 2336.5441 | 14063.853 | 10772.459 | 822.0334 | 314.0363 | 0 | 0 | 167.0171 | 0 | 20.324 | 2033.638 | 489.8488 | 2972.8132 | 13778.213 | 10159.604 | 1152.1077 | 234.6415 | 0 | 22.0491 | 17399.039 | 25972.1071 | 30480.3069 | 31030.2564 | 16264.0211 | 27582.7866 | 31019.7537
| 2401 | 375.1593 | 0 | 0 | 0 | 80.5806 | 0 | 2745.706 | 1786.6293 | 0 | 0 | 0 | 0 | 0 | 0 | 0 | 0 | 244.5542 | 0 | 2224.166 | 1455.7474 | 0 | 0 | 0 | 0 | 567.2509 | 0 | 0 | 0 | 489.9139 | 0 | 1114.79 | 1748.353 | 0 | 0 | 0 | 0 | 0 | 0 | 0 | 117.2405 | 331.2218 | 0 | 1902.35 | 1733.317 | 0 | 1.6693 | 0 | 0 | 4988.0752 | 3924.4676 | 3920.3078 | 4085.7986 | 4776.8895 | 4737.0782 | 3311.6053
| 2404 | 2464.6317 | 0 | 0 | 0 | 1935.2537 | 3545.8659 | 14882.648 | 12822.641 | 0 | 0 | 0 | 0 | 0 | 0 | 0 | 0 | 2906.5143 | 5206.4528 | 8965.904 | 4349.6873 | 0 | 1775.6626 | 0 | 0 | 3369.52 | 0 | 0 | 550.6223 | 5416.9768 | 2804.6526 | 12251.589 | 6029.576 | -46.1439 | 417.7565 | 0 | 0 | 0 | 0 | 222.3756 | 5668.1988 | 5403.2364 | 1973.1915 | 14449.649 | 10803.56 | 0 | 732.2585 | 0 | 0 | 35651.0403 | 23204.221 | 30794.5493 | 39252.4697 | 34157.6691 | 29634.8259 | 32751.2409
| 2406 | 19699.0761 | 11107.27 | 15170.41 | 10651.57 | 14669.36 | 21383.5 | 28131.858 | 34902.8294 | 30974.83 | 11294.8 | 12390.05 | 29047.4 | 18174.9 | 16931.77 | 19172.82 | 13825.07 | 26820.48 | 28224.7 | 44488.839 | 44499.1543 | 35279.29 | 16718 | 27604.03 | 22298.27 | 22978.1319 | 26720.29 | 26355.92 | 9846.33 | 17353.75 | 26035.68 | 31593.6935 | 37801.7505 | 30356.86 | 13295.65 | 31541.09 | 24940.79 | 19413.31 | 15681.17 | 30218.01 | 18723.5 | 23554.51 | 34228.38 | 44449.531 | 48275.7828 | 36648.72 | 20823.8 | 43311.14 | 30449.99 | 239422.9535 | 314037.3233 | 298819.9359 | 365777.8438 | 263050.3074 | 322366.7052 | 303156.014
| 2410 | 0 | 0 | 0 | 0 | 0 | 0 | 0 | 0 | 0 | 0 | 0 | 0 | 0 | 0 | 0 | 0 | 0 | 0 | 357.8072 | 204.8447 | 0 | 0 | 0 | 0 | 0 | 0 | 0 | 0 | 0 | 0 | 357.8072 | 409.6894 | 0 | 0 | 0 | 0 | 0 | 0 | 0 | 0 | 0 | 0 | 920.0756 | 413.9788 | 0 | 0 | 0 | 0 | 0 | 562.6519 | 767.4966 | 1334.0544 | 0 | 562.6519 | 767.4966
| 2411 | 12714.89 | 13754.66 | 5206.3 | 4523.98 | 6107.97 | 7777.8 | 5875.2 | 11749.3 | 12079.05 | 9482.73 | 9225.1 | 13272.52 | 13310.64 | 12518.16 | 7822.63 | 4205.13 | 5064.83 | 11403.8 | 9587.7 | 14668.4 | 12977.68 | 7475.34 | 9177.51 | 18859.1 | 8467.85 | 9014.79 | 7148.28 | 4360.5 | 7987.79 | 8742.82 | 6926.6 | 8469.9 | 10253.63 | 4612.13 | 8764.12 | 11003.5 | 6087.55 | 7975.9 | 5218.5 | 3154.75 | 7263.55 | 11400.2 | 7803.5 | 9593.7 | 15255.8 | 6951.25 | 7124.04 | 13854.5 | 111769.5 | 127070.92 | 95751.91 | 101683.24 | 112383.09 | 121128.74 | 88472.95
| 2434 | 446.1649 | 0 | 0 | 0 | 273.3081 | 238.0797 | 3071.902 | 1813.9441 | 0 | 0 | 0 | 0 | 0 | 0 | 0 | 0 | 304.1365 | 1068.09 | 4409.391 | 2805.881 | 0 | 449.5516 | 0 | 0 | 583.3333 | 0 | 0 | 52.8875 | 427.6479 | 562.7577 | 4278.59 | 3341.863 | 247.6581 | 112.2746 | 0 | 0 | 63.7946 | 31.5852 | 58.154 | 1086.992 | 296.4893 | 803.3363 | 4566.741 | 3329.084 | 327.9802 | 83.8892 | 0 | 0 | 5843.3988 | 9037.0501 | 9607.0121 | 10648.0458 | 5428.0623 | 9796.7823 | 10080.1585
| 3109 | 0 | 0 | 0 | 0 | 0 | 0 | 0 | 0 | 0 | 0 | 0 | 0 | 0 | 0 | 0 | 0 | 0 | 0 | 26.3247 | 79.2712 | 0 | 0 | 0 | 0 | 0 | 0 | 0 | 0 | 0 | 0 | 52.6494 | 0 | 0 | 0 | 0 | 0 | 0 | 0 | 0 | 0 | 0 | 0 | 395.6249 | 184.9662 | 0 | 0 | 0 | 0 | 0 | 105.5959 | 52.6494 | 580.5911 | 0 | 105.5959 | 52.6494
| 3110 | 0 | 0 | 0 | 0 | 0 | 0 | 0 | 0 | 0 | 0 | 0 | 0 | 0 | 0 | 0 | 0 | 0 | 0 | 0 | 81.981 | 0 | 0 | 0 | 0 | 0 | 0 | 0 | 0 | 0 | 0 | 0 | 0 | 0 | 0 | 0 | 0 | 0 | 0 | 0 | 0 | 0 | 0 | 735.0642 | 245.9431 | 0 | 0 | 0 | 0 | 0 | 81.981 | 0 | 981.0073 | 0 | 81.981 | 0
| 3111 | 0 | 0 | 0 | 0 | 0 | 0 | 0 | 0 | 0 | 0 | 0 | 0 | 0 | 0 | 0 | 0 | 0 | 0 | 49.162 | 148.0409 | 0 | 0 | 0 | 0 | 0 | 0 | 0 | 0 | 0 | 0 | 106.0981 | 0 | 0 | 0 | 0 | 0 | 0 | 0 | 0 | 0 | 0 | 0 | 786.5926 | 381.0639 | 0 | 0 | 0 | 0 | 0 | 197.203 | 106.0981 | 1167.6565 | 0 | 197.203 | 106.0981
| 3112 | 0 | 0 | 0 | 0 | 0 | 0 | 0 | 0 | 0 | 0 | 0 | 0 | 0 | 0 | 0 | 0 | 0 | 0 | 25.5439 | 76.9201 | 0 | 0 | 0 | 0 | 0 | 0 | 0 | 0 | 0 | 0 | 51.0879 | 0 | 0 | 0 | 0 | 0 | 0 | 0 | 0 | 0 | 0 | 0 | 415.1989 | 205.1202 | 0 | 0 | 0 | 0 | 0 | 102.464 | 51.0879 | 620.3191 | 0 | 102.464 | 51.0879
| 3113 | 0 | 0 | 0 | 0 | 0 | 0 | 0 | 0 | 0 | 0 | 0 | 0 | 0 | 0 | 0 | 0 | 0 | 0 | 0 | 0 | 0 | 0 | 0 | 0 | 0 | 0 | 0 | 0 | 0 | 0 | 0 | 0 | 0 | 0 | 0 | 0 | 0 | 0 | 0 | 0 | 0 | 0 | 0 | 0 | 0 | 0 | 0 | 0 | 0 | 0 | 0 | 0 | 0 | 0 | 0
| 3114 | 0 | 0 | 0 | 0 | 0 | 0 | 0 | 0 | 0 | 0 | 0 | 0 | 0 | 0 | 0 | 0 | 0 | 0 | 0 | 0 | 0 | 0 | 0 | 0 | 0 | 0 | 0 | 0 | 0 | 0 | 0 | 0 | 0 | 0 | 0 | 0 | 0 | 0 | 0 | 0 | 0 | 0 | 0 | 0 | 0 | 0 | 0 | 0 | 0 | 0 | 0 | 0 | 0 | 0 | 0
| 3115 | 0 | 0 | 0 | 0 | 0 | 0 | 0 | 0 | 0 | 0 | 0 | 0 | 0 | 0 | 0 | 0 | 0 | 0 | 0 | 0 | 0 | 0 | 0 | 0 | 0 | 0 | 0 | 0 | 0 | 0 | 0 | 0 | 0 | 0 | 0 | 0 | 0 | 0 | 0 | 0 | 0 | 0 | 0 | 0 | 0 | 0 | 0 | 0 | 0 | 0 | 0 | 0 | 0 | 0 | 0
| 3116 | 0 | 0 | 0 | 0 | 0 | 0 | 0 | 0 | 0 | 0 | 0 | 0 | 0 | 0 | 0 | 0 | 0 | 0 | 201.6644 | 151.8173 | 0 | 0 | 0 | 0 | 0 | 0 | 0 | 0 | 0 | 0 | 252.0806 | 101.2115 | 0 | 0 | 0 | 0 | 0 | 0 | 0 | 0 | 0 | 0 | 1157.0107 | 429.9188 | 0 | 0 | 0 | 0 | 0 | 353.4818 | 353.2921 | 1586.9295 | 0 | 353.4818 | 353.2921
| 3118 | 17639.7 | 15059.8 | 3676.5 | 1156.7 | 6997.7 | 19677 | 44058.4 | 23000.4 | 288 | 2310.2 | 7286.6 | 14068.8 | 18460.4 | 24960.9 | 11292.8 | 3915.8 | 9088 | 33266 | 43105.7 | 37650.4 | 8300.2 | 15743.6 | 12275.8 | 17636.1 | 20427.5 | 3551.9 | 3274.6 | 7252.9 | 6733.6 | 13005.9 | 29145.5 | 19615.2 | 11468.9 | 7128.1 | -71 | 16608.6 | 38728.9 | 21811.6 | 3128.5 | 5154.3 | 15101.3 | 11847.2 | 27163 | 14661.4 | -2646.8 | -331.8 | 1838.9 | 21658.5 | 155219.8 | 235695.7 | 138141.7 | 158115 | 178407.3 | 209218.3 | 180825.8
| 3120 | 54.6743 | 0 | 0 | 0 | 0 | 0 | 305.894 | 175.4498 | 0 | 0 | 0 | 0 | 0 | 0 | 0 | 0 | 0 | 0 | 436.991 | 146.2082 | 0 | 0 | 0 | 0 | 142.2027 | 0 | 0 | 0 | 0 | 0 | 131.097 | 95.169 | 0 | 0 | 0 | 0 | 0 | 0 | 0 | 0 | 0 | 14.673 | 101.965 | 66.195 | 0 | 0 | 0 | 0 | 536.0181 | 583.1992 | 368.4687 | 182.833 | 481.3438 | 725.4019 | 226.266
| 3122 | 33144.2 | 24973.7 | 31347.7 | 17643.5 | 13390 | 18558.9 | 20856.6 | 8616.5 | 13530.3 | 14710.5 | 17488.1 | 31952.4 | 27636.7 | 18507.4 | 22440.2 | 11759.2 | 10831.9 | 12999.4 | 10943.9 | 10303.6 | 7707.4 | 12929.1 | 13236.2 | 22654.7 | 9349.1 | 10083 | 12197.4 | 3839.5 | 5057.1 | 2156 | 1776.8 | 2941.3 | 2342.1 | 4168.1 | 4691 | 11406.5 | 9848.8 | 9226.4 | 4479.3 | 2471.8 | 5417.9 | 1768.8 | 1721.7 | 2154.6 | 1659.4 | 5658.4 | 3374.9 | 8407.8 | 246212.4 | 181949.7 | 70007.9 | 56189.8 | 216888.7 | 131300.4 | 60926
| 3130 | 0 | 0 | 0 | 1100.5 | 5726 | 373.9 | 0 | 0 | 5531 | 618.3 | 0 | 0 | 0 | 0 | 0 | 280.7 | 3944.7 | 0 | 0 | 0 | 2857.1 | 0 | 0 | 0 | 0 | 0 | 0 | 0 | 967 | 0 | 0 | 0 | 1113.6 | 629.1 | 0 | 0 | 0 | 0 | 0 | 0 | 591.5 | 0 | 0 | 0 | 0 | 0 | 0 | 0 | 13349.7 | 7082.5 | 2709.7 | 591.5 | 10748.6 | 3824.1 | 2334.2
| 3131 | 9790.2 | 7228.61 | 9006.23 | 4777.11 | 5484.09 | 3029.84 | 3707.38 | 4982.54 | 4437.63 | 4213.7 | 9579.04 | 12208.02 | 10407 | 9728.06 | 7666.58 | 4247.61 | 4635.57 | 3991.6 | 5177.45 | 6492.92 | 6324.41 | 4544.66 | 8089.89 | 15539.69 | 10594.23 | 8657.72 | 7067.97 | 2898.29 | 5216.37 | 2648.9 | 2842.57 | 2171.19 | 4402.52 | 4627.04 | 7353.39 | 11690.84 | 8005.88 | 9188.5 | 5904.02 | 4242.09 | 5413.56 | 4066.18 | 3438.83 | 3973.27 | 3671.19 | 5995.43 | 5714.17 | 9336.43 | 78444.39 | 86845.44 | 70171.03 | 68949.55 | 78842.97 | 84595.2 | 68490.5
| 3132 | 0 | 0 | 0 | 0 | 0 | 0 | 0 | 0 | 0 | 0 | 0 | 0 | 0 | 0 | 0 | 0 | 0 | 0 | 0 | 0 | 0 | 0 | 0 | 0 | 0 | 0 | 0 | 0 | 0 | 0 | 0 | 0 | 0 | 0 | 0 | 0 | 0 | 0 | 0 | 0 | 0 | 0 | 0 | 0 | 0 | 0 | 0 | 0 | 0 | 0 | 0 | 0 | 0 | 0 | 0
| 3136 | 51711.1 | 38243.2 | 24912.2 | 13181.2 | 8623.5 | 17522.7 | 23780.8 | 16344 | 8237.5 | 19029.7 | 13924.4 | 37191.2 | 60569.6 | 57987 | 17606 | 17051.3 | 12088 | 18201.1 | 17478.8 | 14257.5 | 11599.6 | 14471 | 12481.9 | 37376.7 | 22337.8 | 15454.3 | 11714.5 | 8673.7 | 9748.1 | 10545.6 | 9836.2 | 10499.8 | 9568.1 | 11170.2 | 21232.9 | 23237.1 | 22818.2 | 44979.7 | 37920.3 | 14629 | 6268.5 | 8338.8 | 8804.8 | 6498.4 | 11667.3 | 18490.4 | 27190.7 | 25162.3 | 272701.5 | 291168.5 | 164018.3 | 232768.4 | 301332.2 | 193795 | 222705.6
| 3139 | 0 | 0 | 0 | 0 | 0 | 0 | 0 | 0 | 0 | 0 | 0 | 0 | 0 | 0 | 0 | 0 | 0 | 0 | 0 | 0 | 0 | 0 | 0 | 0 | 0 | 0 | 0 | 0 | 0 | 0 | 0 | 0 | 0 | 0 | 0 | 0 | 0 | 0 | 0 | 0 | 0 | 0 | 0 | 0 | 0 | 0 | 0 | 0 | 0 | 0 | 0 | 0 | 0 | 0 | 0
| 3140 | 52061.08 | 47776.58 | 28522.78 | 14644.3 | 19848.38 | 16535.66 | 17695.69 | 20441.93 | 21382.43 | 15486.73 | 36708.8 | 50387.81 | 43722.56 | 41916.06 | 33142.26 | 15413.22 | 25651.93 | 21612.02 | 24448.35 | 28273.94 | 27815.37 | 15128.97 | 36896.03 | 41339.42 | 30966.06 | 32168.65 | 30705.09 | 11221.64 | 17957.25 | 18466.66 | 11884.05 | 13541.71 | 23691.95 | 22372.68 | 32142.72 | 43091.61 | 29569.19 | 34714.55 | 32567.1 | 14604.19 | 21563.7 | 21295.8 | 22081.15 | 30628.77 | 25446.58 | 24553.33 | 32419.83 | 36202.09 | 341492.17 | 355360.13 | 288210.07 | 325646.28 | 338485.08 | 318532.79 | 298210.11
| 3142 | 0 | 0 | 0 | 0 | 0 | 0 | 0 | 0 | 0 | 0 | 0 | 0 | 0 | 0 | 0 | 0 | 0 | 0 | 0 | 0 | 0 | 0 | 0 | 0 | 0 | 0 | 0 | 0 | 0 | 0 | 0 | 0 | 0 | 0 | 0 | 0 | 0 | 0 | 0 | 0 | 0 | 0 | 0 | 0 | 0 | 0 | 0 | 0 | 0 | 0 | 0 | 0 | 0 | 0 | 0
| 3143 | 0 | 0 | 0 | 0 | 0 | 0 | 0 | 0 | 0 | 0 | 0 | 0 | 0 | 0 | 0 | 0 | 0 | 0 | 379.1884 | 209.0537 | 0 | 0 | 0 | 0 | -86.5158 | 0 | 0 | 0 | 0 | 0 | 331.3114 | 276.3036 | 0 | 0 | 0 | 0 | 0 | 0 | 0 | 0 | 0 | 0 | 774.5126 | 313.5807 | 0 | 0 | 0 | 0 | 0 | 588.2421 | 521.0992 | 1088.0933 | 0 | 501.7263 | 607.615
| 3144 | 0 | 0 | 0 | 0 | 0 | 0 | 0 | 0 | 0 | 0 | 0 | 0 | 0 | 0 | 0 | 0 | 0 | 0 | 0 | 0 | 0 | 0 | 0 | 0 | 0 | 0 | 0 | 0 | 0 | 0 | 0 | 0 | 0 | 0 | 0 | 0 | 0 | 0 | 0 | 0 | 0 | 0 | 0 | 0 | 0 | 0 | 0 | 0 | 0 | 0 | 0 | 0 | 0 | 0 | 0
| 3146 | 0 | 0 | 0 | 0 | 0 | 0 | 0 | 0 | 0 | 0 | 0 | 0 | 0 | 0 | 0 | 0 | 0 | 0 | 0 | 0 | 0 | 0 | 0 | 0 | 0 | 0 | 0 | 0 | 0 | 0 | 0 | 0 | 0 | 0 | 0 | 0 | 0 | 0 | 0 | 0 | 0 | 0 | 0 | 0 | 0 | 0 | 0 | 0 | 0 | 0 | 0 | 0 | 0 | 0 | 0
| 3147 | 0 | 0 | 0 | 0 | 0 | 0 | 0 | 0 | 0 | 0 | 0 | 0 | 0 | 0 | 0 | 0 | 0 | 0 | 0 | 0 | 0 | 0 | 0 | 0 | 0 | 0 | 0 | 0 | 0 | 0 | 0 | 0 | 0 | 0 | 0 | 0 | 0 | 0 | 0 | 0 | 0 | 0 | 0 | 0 | 0 | 0 | 0 | 0 | 0 | 0 | 0 | 0 | 0 | 0 | 0
| 3148 | 32009.8403 | 21356.2 | 20908.1 | 49702.4 | 51296.2 | 58772.7 | 61116.55 | 71501.8703 | 52318.7 | 33324.7 | 21831 | 16119.9 | 42762.4 | 36861.6 | 24083.7 | 52924.5 | 52592.9 | 69635.3 | 60013.292 | 72608.5031 | 59174.8 | 62274.4 | 26493.3 | 27243.8 | 28808.0796 | 34566.8 | 14600.3 | 84270.9 | 63660.2 | 71696.2 | 58751.7716 | 61355.208 | 53886.7 | 35638 | 27362.5 | 32205.4 | 44207.9 | 35934.8 | 31729.8 | 109323.4 | 65088.2 | 75834.4 | 61052.9311 | 63917.6222 | 53577.1 | 44497.8 | 26214.6 | 38064.4 | 490258.1607 | 586668.4951 | 566802.0591 | 649442.9534 | 524210.5203 | 603349.6747 | 627179.8795
| 3149 | 22559.4 | 16689.2 | 0 | 0 | 3971.3 | 13608.6 | 51593.7 | 44674.6 | 0 | 0 | 1276.2 | 4246.9 | 30264.2 | 31571.5 | 4051.5 | 0 | 4131.8 | 6520.8 | -24828.2 | -7673.9 | 0 | 2242.2 | 849.2 | 16994.5 | 14676.1 | 8112.9 | 1794.7 | 1240.76 | 5318.63 | 3920.5 | -5997.1 | -14382.6 | 1626.7 | 23372.5 | 18369.1 | 43992.6 | 42627.9 | 40392.5 | 20147.9 | 37082.22 | 13786.9 | 15304.5 | 34348.3 | 10296.3 | 2932.9 | 25455.4 | 18993.5 | 50274.6 | 158619.9 | 64123.6 | 102044.79 | 311642.92 | 185419 | 25247.69 | 224939.12
| 3152 | 0 | 0 | 0 | 0 | 0 | 0 | 0 | 0 | 0 | 0 | 0 | 0 | 0 | 0 | 0 | 0 | 0 | 0 | 0 | 0 | 0 | 0 | 0 | 0 | 0 | 0 | 0 | 0 | 0 | 0 | 0 | 0 | 0 | 0 | 0 | 0 | 0 | 0 | 0 | 0 | 0 | 0 | 0 | 0 | 0 | 0 | 0 | 0 | 0 | 0 | 0 | 0 | 0 | 0 | 0
| 3154 | 0 | 0 | 0 | 0 | 0 | 0 | 0 | 0 | 0 | 0 | 0 | 0 | 0 | 0 | 0 | 0 | 0 | 0 | 246.4904 | 173.1882 | 0 | 0 | 0 | 0 | 0 | 0 | 0 | 0 | 0 | 0 | 221.8414 | 197.9293 | 0 | 0 | 0 | 0 | 0 | 0 | 0 | 0 | 0 | 0 | 673.1484 | 272.1528 | 0 | 0 | 0 | 0 | 0 | 419.6786 | 419.7707 | 945.3012 | 0 | 419.6786 | 419.7707
| 3155 | 0 | 0 | 0 | 0 | 0 | 0 | 0 | 0 | 0 | 0 | 0 | 0 | 0 | 0 | 0 | 0 | 0 | 0 | 0 | 0 | 0 | 0 | 0 | 0 | 0 | 0 | 0 | 0 | 0 | 0 | 0 | 0 | 0 | 0 | 0 | 0 | 0 | 0 | 0 | 0 | 0 | 0 | 0 | 0 | 0 | 0 | 0 | 0 | 0 | 0 | 0 | 0 | 0 | 0 | 0
| 3157 | 0 | 0 | 0 | 0 | 0 | 0 | 1125.4827 | 494.6244 | 0 | 0 | 0 | 0 | 0 | 0 | 0 | 0 | 0 | 0 | 3427.3973 | 1639.4224 | 0 | 0 | 0 | 0 | 0 | 0 | 0 | 0 | 0 | 0 | 3190.2351 | 2706.5995 | 0 | 0 | 0 | 0 | 0 | 0 | 0 | 0 | 0 | 0 | 3926.1529 | 2558.0555 | 0 | 0 | 0 | 0 | 1620.1071 | 5066.8197 | 5896.8346 | 6484.2084 | 1620.1071 | 5066.8197 | 5896.8346
| 3160 | 0 | 0 | 0 | 0 | 0 | 0 | 493.2865 | 196.2619 | 0 | 0 | 0 | 0 | 0 | 0 | 0 | 0 | 0 | 0 | 4172.7673 | 1695.8306 | 0 | 0 | 0 | 0 | 0 | 0 | 0 | 0 | 0 | 0 | 4101.2754 | 3401.438 | 0 | 0 | 0 | 0 | 0 | 0 | 0 | 0 | 0 | 0 | 5649.2373 | 3419.0081 | 0 | 0 | 0 | 0 | 689.5484 | 5868.5979 | 7502.7134 | 9068.2454 | 689.5484 | 5868.5979 | 7502.7134
| 3161 | 0 | 0 | 0 | 0 | 0 | 0 | 1349.4588 | 454.3868 | 0 | 0 | 0 | 0 | 0 | 0 | 0 | 0 | 0 | 0 | 4986.778 | 2237.4647 | 0 | 0 | 0 | 0 | 0 | 0 | 0 | 0 | 0 | 0 | 4470.791 | 3818.2796 | 0 | 0 | 0 | 0 | 0 | 0 | 0 | 0 | 0 | 0 | 5781.2227 | 3773.1051 | 0 | 0 | 0 | 0 | 1803.8456 | 7224.2427 | 8289.0706 | 9554.3278 | 1803.8456 | 7224.2427 | 8289.0706
| 3162 | 0 | 0 | 0 | 0 | 0 | 0 | 0 | 0 | 0 | 0 | 0 | 0 | 0 | 0 | 0 | 0 | 0 | 0 | 552.3888 | 464.4847 | 0 | 0 | 0 | 0 | 0 | 0 | 0 | 0 | 0 | 0 | 456.0532 | 492.8592 | 0 | 0 | 0 | 0 | 0 | 0 | 0 | 0 | 0 | 0 | 1867.5011 | 882.5707 | 0 | 0 | 0 | 0 | 0 | 1016.8735 | 948.9124 | 2750.0718 | 0 | 1016.8735 | 948.9124
| 3163 | 0 | 0 | 0 | 0 | 0 | 0 | 101.167 | 101.5475 | 0 | 0 | 0 | 0 | 0 | 0 | 0 | 0 | 0 | 0 | 2438.4917 | 1138.3492 | 0 | 0 | 0 | 0 | 0 | 0 | 0 | 0 | 0 | 0 | 2977.618 | 2221.1955 | 0 | 0 | 0 | 0 | 0 | 0 | 0 | 0 | 0 | 0 | 3730.599 | 2125.785 | 0 | 0 | 0 | 0 | 202.7145 | 3576.8409 | 5198.8135 | 5856.384 | 202.7145 | 3576.8409 | 5198.8135
| 3168 | 0 | 0 | 0 | 0 | 0 | 0 | 391.0949 | 299.5734 | 0 | 0 | 0 | 0 | 0 | 0 | 0 | 0 | 0 | 0 | 7056.0083 | 2898.8131 | 0 | 0 | 0 | 0 | 0 | 0 | 0 | 0 | 0 | 0 | 7753.1636 | 5650.11 | 0 | 0 | 0 | 0 | 0 | 0 | 0 | 0 | 0 | 0 | 9591.5799 | 5498.6426 | 0 | 0 | 0 | 0 | 690.6683 | 9954.8214 | 13403.2736 | 15090.2225 | 690.6683 | 9954.8214 | 13403.2736
| 3169 | 0 | 0 | 0 | 0 | 0 | 0 | 679.3291 | 193.6022 | 0 | 0 | 0 | 0 | 0 | 0 | 0 | 0 | 0 | 0 | 2460.4554 | 1112.6329 | 0 | 0 | 0 | 0 | 0 | 0 | 0 | 0 | 0 | 0 | 2162.6784 | 1903.4741 | 0 | 0 | 0 | 0 | 0 | 0 | 0 | 0 | 0 | 0 | 2834.133 | 1911.0061 | 0 | 0 | 0 | 0 | 872.9313 | 3573.0883 | 4066.1525 | 4745.1391 | 872.9313 | 3573.0883 | 4066.1525
| 3170 | 0 | 0 | 0 | 0 | 0 | 0 | 1316.1967 | 475.8211 | 0 | 0 | 0 | 0 | 0 | 0 | 0 | 0 | 0 | 0 | 4323.3745 | 1933.9534 | 0 | 0 | 0 | 0 | 0 | 0 | 0 | 0 | 0 | 0 | 3797.5199 | 3271.8929 | 0 | 0 | 0 | 0 | 0 | 0 | 0 | 0 | 0 | 0 | 4958.3412 | 3293.6951 | 0 | 0 | 0 | 0 | 1792.0178 | 6257.3279 | 7069.4128 | 8252.0363 | 1792.0178 | 6257.3279 | 7069.4128
| 3176 | 2300.25 | 1486.6 | 1069.86 | 972.14 | 1089.46 | 1312.53 | 1636.21 | 2342.99 | 2548.19 | 1074.19 | 1253.22 | 1645.62 | 4443.32 | 3958.55 | 2000.33 | 1160.24 | 1339.75 | 1800.5 | 2527.83 | 3237.56 | 3131.63 | 1495.73 | 1953.3 | 2240.85 | 1770.07 | 1888.73 | 1385.12 | 1720.19 | 1202.77 | 1938.31 | 1469.62 | 1728.96 | 2674.25 | 1173.64 | 1194.52 | 1928.05 | 2496.02 | 2282.61 | 1064.51 | 2115.59 | 1751.65 | 2203.09 | 2392.83 | 3090.87 | 3490.55 | 1442.49 | 1716.49 | 2269.64 | 18731.26 | 29289.59 | 20074.23 | 26316.34 | 24715.14 | 24354.28 | 21817.73
| 3782 | 0 | 0 | 0 | 0 | 0 | 0 | 0 | 0 | 0 | 0 | 0 | 0 | 0 | 0 | 0 | 0 | 0 | 0 | 193.4563 | 118.9007 | 0 | 0 | 0 | 0 | 85.3504 | 0 | 0 | 0 | 0 | 0 | 290.1845 | 172.9465 | 0 | 0 | 0 | 0 | 0 | 0 | 0 | 0 | 0 | 0 | 462.1457 | 205.374 | 0 | 0 | 0 | 0 | 0 | 312.3571 | 548.4814 | 667.5197 | 0 | 397.7075 | 463.131
| 3785 | 0 | 0 | 0 | 0 | 0 | 0 | 0 | 0 | 0 | 0 | 0 | 0 | 0 | 0 | 0 | 0 | 0 | 0 | 432.858 | 253.3431 | 0 | 0 | 0 | 0 | 267.6389 | 0 | 0 | 0 | 0 | 0 | 494.6949 | 496.5558 | 0 | 0 | 0 | 0 | 0 | 0 | 0 | 0 | 0 | 0 | 1233.966 | 682.7642 | 0 | 0 | 0 | 0 | 0 | 686.2011 | 1258.8896 | 1916.7302 | 0 | 953.84 | 991.2507
| 4257 | 9.2818 | 0 | 0 | 0 | 0 | 0 | 244.1771 | 96.6031 | 0 | 0 | 0 | 0 | 0 | 0 | 0 | 0 | 0 | 0 | 1850.0519 | 798.0147 | 0 | 0 | 0 | 0 | 653.6087 | 0 | 0 | 0 | 0 | 0 | 1772.9669 | 1384.6818 | 0 | 0 | 0 | 0 | 0 | 0 | 0 | 0 | 0 | 0 | 2434.204 | 1385.7336 | 0 | 0 | 0 | 0 | 350.062 | 2648.0666 | 3811.2574 | 3819.9376 | 340.7802 | 3301.6753 | 3157.6487
| 5083 | 1297.883 | 0 | 0 | 0 | 189.4822 | 0 | 7665.5756 | 3881.3856 | 0 | 0 | 0 | 0 | 0 | 0 | 0 | 0 | 239.6082 | 1622.833 | 16015.022 | 8832.873 | 0 | 0 | 0 | 0 | 2305.8174 | 0 | 0 | 0 | 185.3029 | 734.4616 | 13925.394 | 11872.21 | 633.4183 | 48.6494 | 0 | 0 | 55.2853 | 0 | 0 | 594.6857 | 233.5835 | 1608.771 | 15824.492 | 11780.429 | 754.5066 | 145.3992 | 0 | 0 | 13034.3264 | 26710.3362 | 29705.2536 | 30997.1523 | 11786.5694 | 28961.8483 | 28097.6878
| 6390 | 0 | 0 | 0 | 0 | 0 | 0 | 0 | 0 | 0 | 0 | 0 | 0 | 0 | 0 | 0 | 0 | 0 | 0 | 33.3759 | 22.3781 | 0 | 0 | 0 | 0 | 14.725 | 0 | 0 | 0 | 0 | 0 | 50.0639 | 33.2929 | 0 | 0 | 0 | 0 | 0 | 0 | 0 | 0 | 0 | 0 | 83.4399 | 37.2969 | 0 | 0 | 0 | 0 | 0 | 55.7541 | 98.0818 | 120.7367 | 0 | 70.4791 | 83.3568
| 6391 | 0 | 0 | 0 | 0 | 0 | 0 | 1.0686 | 2.1495 | 0 | 0 | 0 | 0 | 0 | 0 | 0 | 0 | 0 | 0 | 35.2646 | 18.2707 | 0 | 0 | 0 | 0 | 12.1233 | 0 | 0 | 0 | 0 | 0 | 42.602 | 30.0929 | 0 | 0 | 0 | 0 | 0 | 0 | 0 | 0 | 0 | 0 | 65.1861 | 32.2424 | 0 | 0 | 0 | 0 | 3.2181 | 53.5353 | 84.8182 | 97.4285 | 3.2181 | 65.6586 | 72.6949
| 6565 | 0 | 0 | 0 | 0 | 0 | 0 | 0 | 0 | 0 | 0 | 0 | 0 | 0 | 0 | 0 | 0 | 0 | 0 | 71.5721 | 46.2743 | 0 | 0 | 0 | 0 | 40.5986 | 0 | 0 | 0 | 0 | 0 | 88.3094 | 61.699 | 0 | 0 | 0 | 0 | 0 | 0 | 0 | 0 | 0 | 0 | 189.1548 | 87.4069 | 0 | 0 | 0 | 0 | 0 | 117.8463 | 190.6069 | 276.5617 | 0 | 158.4449 | 150.0084
| 6776 | 0 | 0 | 0 | 0 | 0 | 0 | 0 | 0 | 0 | 0 | 0 | 0 | 0 | 0 | 0 | 0 | 0 | 0 | 257.4381 | 161.7659 | 0 | 0 | 0 | 0 | 0 | 0 | 0 | 0 | 0 | 0 | 228.8339 | 229.6947 | 0 | 0 | 0 | 0 | 0 | 0 | 0 | 0 | 0 | 0 | 813.1094 | 353.9865 | 0 | 0 | 0 | 0 | 0 | 419.204 | 458.5286 | 1167.0959 | 0 | 419.204 | 458.5286
| 7138 | 446.1754 | 0 | 0 | 0 | 0 | 0 | 2240.1093 | 1133.2192 | 0 | 0 | 0 | 0 | 0 | 0 | 0 | 0 | 0 | 0 | 5838.0996 | 2580.0234 | 0 | 0 | 0 | 0 | 872.402 | 0 | 0 | 0 | 0 | 0 | 5084.7143 | 4003.4741 | 0 | 0 | 0 | 0 | 0 | 0 | 0 | 0 | 0 | 0 | 5814.3859 | 4082.1306 | 0 | 0 | 0 | 0 | 3819.5039 | 8418.123 | 9960.5904 | 9896.5165 | 3373.3285 | 9290.525 | 9088.1884
| 7153 | 10093.83 | 13248.34 | 13652.29 | 40727.12 | 40505.56 | 38988.34 | 41850.8 | 52725.5 | 40135.99 | 36137.32 | 20269.39 | 15946.26 | 78152.31 | 71568.93 | 24261.78 | 53489.2 | 35497.08 | 43700.41 | 47489.8 | 62077.96 | 36550.9 | 55341.54 | 20933.23 | 38439.37 | 72090.96 | 83312.69 | 20818.31 | 60663.56 | 44545.86 | 41728.47 | 50901.9 | 56502.58 | 47635.58 | 34699.19 | 26472.21 | 31655.64 | 60226.15 | 65416.26 | 44443.71 | 71523.49 | 51172.46 | 47759.58 | 52810.1 | 60458.57 | 48890.62 | 51678.15 | 31024.74 | 29631.96 | 364280.74 | 567502.51 | 571026.95 | 615035.79 | 509022.9 | 585964.59 | 582377.64
| 7288 | 471.7157 | 0 | 0 | 0 | 0 | 0 | 3121.7421 | 1381.9218 | 0 | 0 | 0 | 0 | 0 | 0 | 0 | 0 | 0 | 62.9285 | 7727.369 | 3661.128 | 0 | 0 | 0 | 0 | 1193.8286 | 0 | 0 | 0 | 0 | 0 | 6065.531 | 5609.166 | 288.7095 | 0 | 0 | 0 | 0 | 0 | 0 | 0 | 0 | 382.9507 | 7351.218 | 5422.838 | 327.2861 | 0 | 0 | 0 | 4975.3796 | 11451.4255 | 13157.2351 | 13484.2928 | 4503.6639 | 12645.2541 | 11963.4065
| 7318 | 272.6452 | 0 | 0 | 0 | 0 | 0 | 1323.506 | 695.6841 | 0 | 0 | 0 | 0 | 0 | 0 | 0 | 0 | 0 | 31.8106 | 3725.431 | 1795.5091 | 0 | 0 | 0 | 0 | 695.0577 | 0 | 0 | 0 | 0 | 0 | 2726.772 | 2537.673 | 128.1051 | 0 | 0 | 0 | 0 | 0 | 0 | 0 | 0 | 157.8383 | 3229.672 | 2638.355 | 159.8317 | 0 | 0 | 0 | 2291.8353 | 5552.7508 | 6087.6078 | 6185.697 | 2019.1901 | 6247.8085 | 5392.5501
| 7690 | 0 | 0 | 0 | 0 | 0 | 0 | 0 | 0 | 0 | 0 | 0 | 0 | 0 | 0 | 0 | 0 | 0 | 0 | 0 | 0 | 0 | 0 | 0 | 0 | 0 | 0 | 0 | 0 | 0 | 0 | 0 | 0 | 0 | 0 | 0 | 0 | 0 | 0 | 0 | 0 | 0 | 0 | 0 | 0 | 0 | 0 | 0 | 0 | 0 | 0 | 0 | 0 | 0 | 0 | 0
| 7701 | 0 | 0 | 0 | 0 | 0 | 0 | 0 | 0 | 0 | 0 | 0 | 0 | 0 | 0 | 0 | 0 | 0 | 0 | 0 | 0 | 0 | 0 | 0 | 0 | 0 | 0 | 0 | 0 | 0 | 0 | 0 | 0 | 0 | 0 | 0 | 0 | 0 | 0 | 0 | 0 | 0 | 0 | 0 | 0 | 0 | 0 | 0 | 0 | 0 | 0 | 0 | 0 | 0 | 0 | 0
| 7835 | 2070.2981 | 0 | 0 | 0 | 720.7944 | 213.5693 | 34840.903 | 18716.9977 | 0 | 0 | 0 | 0 | 0 | 0 | 0 | 0 | 1167.0756 | 6888.754 | 57973.101 | 27652.675 | 0 | 0 | 0 | 0 | -1028.2444 | 0 | 0 | 0 | 569.9966 | 2815.7455 | 58389.854 | 37626.88 | 0 | 0 | 0 | 0 | 0 | 0 | 0 | 1819.4005 | 396.0049 | 1527.1187 | 63794.39 | 36421.58 | 239.5892 | 0 | 0 | 0 | 56562.5626 | 93681.6056 | 98374.2317 | 104198.0833 | 54938.5457 | 92056.2822 | 101047.8849
| 7962 | 672.2646 | 0 | 0 | 0 | 509.937 | 1996.5638 | 4096.21 | 4430.7425 | 0 | 0 | 0 | 0 | 181.3773 | 9.1447 | 0 | 0 | 568.9211 | 2418.3106 | 7196.627 | 5232.666 | 21.9851 | 912.1916 | 0 | 0 | 1245.077 | 360.8716 | 22.2985 | 260.7985 | 795.9654 | 1354.8911 | 7639.62 | 6013.705 | 493.3664 | 407.6455 | 0 | 195.6543 | 446.8163 | 301.3157 | 297.8657 | 1948.0692 | 513.1296 | 1728.1886 | 8182.219 | 5920.476 | 541.4349 | 138.5051 | 0 | 51.2784 | 11705.7179 | 16541.2234 | 18789.8933 | 20069.2985 | 11282.9593 | 18466.7913 | 19612.0788
| 8008 | 205.115 | 0 | 0 | 0 | 0 | 0 | 3004.169 | 1332.838 | 0 | 0 | 0 | 0 | 0 | 0 | 0 | 0 | 0 | 0 | 9736.4127 | 4594.1014 | 0 | 0 | 0 | 0 | 718.1707 | 0 | 0 | 0 | 0 | 0 | 8746.0747 | 6968.6532 | 0 | 0 | 0 | 0 | 0 | 0 | 0 | 0 | 0 | 0 | 10632.901 | 7188.2792 | 0 | 0 | 0 | 0 | 4542.122 | 14330.5141 | 16432.8986 | 17821.1802 | 4337.007 | 15048.6848 | 15714.7279
| 8012 | 0 | 0 | 0 | 0 | 0 | 0 | 97.4779 | 292.765 | 0 | 0 | 0 | 0 | 0 | 0 | 0 | 0 | 0 | 0 | 11248.923 | 6279.6907 | 0 | 0 | 0 | 0 | 0 | 0 | 0 | 0 | 0 | 0 | 14138.704 | 10269.793 | 0 | 0 | 0 | 0 | 0 | 0 | 0 | 0 | 0 | 0 | 24516.66 | 12638.889 | 0 | 0 | 0 | 0 | 390.2429 | 17528.6137 | 24408.497 | 37155.549 | 390.2429 | 17528.6137 | 24408.497
| 10030 | 0 | 0 | 0 | 0.0001 | 0.0011 | 0.001 | 0 | 0.001 | 0.0011 | 0.0011 | 0.001 | 0 | 0 | 0 | 0.01 | 0.0001 | 0.0011 | 0.001 | 0 | 0.002 | 0.0011 | 0.001 | 0.001 | 0 | 0 | 0.0011 | 0.01 | 0.0011 | 0.0011 | 0.0011 | 0 | 0.002 | 0.0011 | 0.0011 | 0.001 | 0.0011 | 0 | 0 | 0 | 0.0012 | 0.0011 | 0.0012 | 0 | 0.003 | 0.0011 | 0.0011 | 0 | 0.0011 | 0.0064 | 0.0173 | 0.0207 | 0.0098 | 0.0164 | 0.0194 | 0.0097
| 10043 | 0 | 0 | 0 | 0 | 0 | 0 | 0 | 0 | 0 | 0 | 0 | 0 | 0 | 0 | 0 | 0 | 0 | 0 | 0 | 0 | 0 | 0 | 0 | 0 | 0 | 0 | 0 | 0 | 0 | 0 | 0 | 0 | 0 | 0 | 0 | 0 | 0 | 0 | 0 | 0 | 0 | 0 | 0 | 0 | 0 | 0 | 0 | 0 | 0 | 0 | 0 | 0 | 0 | 0 | 0
| 10061 | 0 | 0 | 0 | 0 | 0 | 0 | 0 | 0.0001 | 0 | 0 | 0 | 0 | 0 | 0 | 0 | 0 | 0 | 0 | 0 | 0 | 0 | 0 | 0 | 0 | 0 | 0 | 0 | 0 | 0 | 0 | 0 | 0.0001 | 0 | 0 | 0 | 0 | 0 | 0 | 0 | 0 | 0 | 0 | 0 | 0.0001 | 0 | 0 | 0 | 0 | 0.0001 | 0 | 0.0001 | 0.0001 | 0.0001 | 0 | 0.0001
| 10099 | 192.16 | 41.69 | 634.2 | 1920.72 | 1735.37 | 1766.52 | 2442.98 | 2646.22 | 1397.71 | 1300.41 | 844.48 | 505.43 | 786.02 | 564.47 | 1122.31 | 2287.99 | 1624.14 | 2045.37 | 3142.54 | 3248.97 | 1351.74 | 2775.22 | 814.53 | 1187.62 | 1054.07 | 1095.94 | 925.66 | 2810.79 | 1966.2 | 1719.16 | 3218.09 | 2921.21 | 1999.32 | 1592.36 | 1091.59 | 1085.03 | 1111.15 | 1117.65 | 2719.23 | 3497.47 | 2618.67 | 2144.68 | 3384.24 | 3120.99 | 2209.17 | 2567.77 | 1275.75 | 1046.64 | 15427.89 | 20950.92 | 21479.42 | 26813.41 | 17288.68 | 22418.65 | 24690.93
| 10113 | 0 | 0 | 0 | 0 | 0 | 0 | 0 | 0 | 0 | 0 | 0 | 0 | 0 | 0 | 0 | 0 | 0 | 0 | 0 | 0 | 0 | 0 | 0 | 0 | 0 | 0 | 0 | 0 | 0 | 0 | 0 | 0 | 0 | 0 | 0 | 0 | 0 | 0 | 0 | 0 | 0 | 0 | 0 | 0 | 0 | 0 | 0 | 0 | 0 | 0 | 0 | 0 | 0 | 0 | 0
| 10118 | 0 | 0 | 0 | 0 | 0 | 0 | 0 | 0 | 0 | 0 | 0 | 0 | 0 | 0 | 0 | 0 | 0 | 0 | 0 | 0 | 0 | 0 | 0 | 0 | 0 | 0 | 0 | 0 | 0 | 0 | 0 | 0 | 0 | 0 | 0 | 0 | 0 | 0 | 0 | 0 | 0 | 0 | 0 | 0 | 0 | 0 | 0 | 0 | 0 | 0 | 0 | 0 | 0 | 0 | 0
| 10122 | 0 | 0 | 0 | 0 | 0 | 0 | 0 | 0 | 0 | 0 | 0 | 0 | 0 | 0 | 0 | 0 | 0 | 0 | 0 | 0 | 0 | 0 | 0 | 0 | 0 | 0 | 0 | 0 | 0 | 0 | 0 | 0 | 0 | 0 | 0 | 0 | 0 | 0 | 0 | 0 | 0 | 0 | 0 | 0 | 0 | 0 | 0 | 0 | 0 | 0 | 0 | 0 | 0 | 0 | 0
| 10123 | 0 | 0 | 0 | 0 | 0 | 0 | 0 | 0 | 0 | 0 | 0 | 0 | 0 | 0 | 0 | 0 | 0 | 0 | 0 | 0 | 0 | 0 | 0 | 0 | 0 | 0 | 0 | 0 | 0 | 0 | 0 | 0 | 0 | 0 | 0 | 0 | 0 | 0 | 0 | 0 | 0 | 0 | 0 | 0 | 0 | 0 | 0 | 0 | 0 | 0 | 0 | 0 | 0 | 0 | 0
| 10129 | 0 | 0 | 0 | 0 | 0 | 0 | 0 | 0 | 0 | 0 | 0 | 0 | 0 | 0 | 0 | 0 | 0 | 0 | 0 | 0 | 0 | 0 | 0 | 0 | 0 | 0 | 0 | 0 | 0 | 0 | 0 | 0 | 0 | 0 | 0 | 0 | 0 | 0 | 0 | 0 | 0 | 0 | 0 | 0 | 0 | 0 | 0 | 0 | 0 | 0 | 0 | 0 | 0 | 0 | 0
| 10224 | 0 | 0 | 0 | 0 | 0 | 0 | 0 | 0 | 0 | 0 | 0 | 0 | 0 | 0 | 0 | 0 | 0 | 0 | 0 | 0 | 0 | 0 | 0 | 0 | 0 | 0 | 0 | 0 | 0 | 0 | 0 | 0 | 0 | 0 | 0 | 0 | 0 | 0 | 0 | 0 | 0 | 0 | 0 | 0 | 0 | 0 | 0 | 0 | 0 | 0 | 0 | 0 | 0 | 0 | 0
| 10302 | 10.2489 | 0.6029 | 1.8086 | 4.823 | 13.2633 | 28.9382 | 5.4259 | 3.0144 | 28.3353 | 4.2201 | 0.6029 | 12.6605 | 5.4259 | 0 | 0 | 1.2058 | 11.4547 | 18.0864 | 4.823 | 1.8086 | 18.6892 | 1.2057 | 1.2057 | 8.4404 | 0 | 0 | 0 | 0.6029 | 7.2345 | 24.7181 | 2.4115 | 0 | -332.7896 | -10.249 | 0 | 0 | 0 | 0 | 0 | 0 | -374.9912 | -358.7134 | -336.4069 | -359.9192 | -3.0144 | 0 | 0 | 0 | 113.944 | 72.3454 | -308.0716 | -1433.0451 | 101.2837 | 62.0964 | -690.9002
| 10308 | 315.34 | 0 | 1873.23 | 6339.5 | 7613.91 | 7116.75 | 9521.03 | 9993.73 | 7780.14 | 4177.14 | 3551.46 | 1262.29 | 1136.19 | 412.68 | 3814.16 | 4292.11 | 7321.24 | 8337.28 | 10043.95 | 13273.39 | 8092.41 | 6591.56 | 4002.74 | 4137.54 | 1747.7 | 1092.33 | 2530.23 | 12723.2 | 8822.13 | 8015.23 | 9340.45 | 10508.71 | 8480.87 | 5998.35 | 4801.75 | 5060.36 | 6562.73 | 4550.77 | 5896.26 | 18557.95 | 10426.18 | 8509.64 | 10097.51 | 11184.36 | 9340.47 | 8027.79 | 4439.48 | 6535.21 | 59544.52 | 71455.25 | 79121.31 | 104128.35 | 60378.92 | 81394.46 | 98199.61
| 10343 | 0 | 0 | 0 | 0 | 0 | 0 | 0 | 0 | 0 | 0 | 0 | 0 | 0 | 0 | 0 | 0 | 0 | 0 | 0 | 0 | 0 | 0 | 0 | 0 | 0 | 0 | 0 | 0 | 0 | 0 | 0 | 0 | 0 | 0 | 0 | 0 | 0 | 0 | 0 | 0 | 0 | 0 | 0 | 0 | 0 | 0 | 0 | 0 | 0 | 0 | 0 | 0 | 0 | 0 | 0
| 10435 | 0 | 0 | 0 | 0 | 0 | 0 | 0 | 0 | 0 | 0 | 0 | 0 | 0 | 0 | 0 | 0 | 0 | 0 | 0 | 0 | 0 | 0 | 0 | 0 | 0 | 0 | 0 | 0 | 0 | 0 | 0 | 0 | 0 | 0 | 0 | 0 | 0 | 0 | 0 | 0 | 0 | 0 | 0 | 0 | 0 | 0 | 0 | 0 | 0 | 0 | 0 | 0 | 0 | 0 | 0
| 10566 | 0 | 0 | 0 | 0 | 0 | 0 | 0 | 0 | 0 | 0 | 0 | 0 | 0 | 0 | 0 | 0 | 0 | 0 | 0 | 0 | 0 | 0 | 0 | 0 | 0 | 0 | 0 | 0 | 0 | 0 | 0 | 0 | 0 | 0 | 0 | 0 | 0 | 0 | 0 | 0 | 0 | 0 | 0 | 0 | 0 | 0 | 0 | 0 | 0 | 0 | 0 | 0 | 0 | 0 | 0
| 10603 | 0 | 0 | 0 | 0 | 0 | 0 | 0 | 0 | 0 | 0 | 0 | 0 | 0 | 0 | 0 | 0 | 0 | 0 | 0 | 0 | 0 | 0 | 0 | 0 | 0 | 0 | 0 | 0 | 0 | 0 | 0 | 0 | 0 | 0 | 0 | 0 | 0 | 0 | 0 | 0 | 0 | 0 | 0 | 0 | 0 | 0 | 0 | 0 | 0 | 0 | 0 | 0 | 0 | 0 | 0
| 10629 | 0 | 0 | 0 | 0 | 0 | 0 | 0 | 0 | 0 | 0 | 0 | 0 | 0 | 0 | 0 | 0 | 0 | 0 | 0 | 0 | 0 | 0 | 0 | 0 | 0 | 0 | 0 | 0 | 0 | 0 | 0 | 0 | 0 | 0 | 0 | 0 | 0 | 0 | 0 | 0 | 0 | 0 | 0 | 0 | 0 | 0 | 0 | 0 | 0 | 0 | 0 | 0 | 0 | 0 | 0
| 10643 | 0 | 0 | 0 | 0 | 0 | 0 | 0 | 0 | 0 | 0 | 0 | 0 | 0 | 0 | 0 | 0 | 0 | 0 | 0 | 0 | 0 | 0 | 0 | 0 | 0 | 0 | 0 | 0 | 0 | 0 | 0 | 0 | 0 | 0 | 0 | 0 | 0 | 0 | 0 | 0 | 0 | 0 | 0 | 0 | 0 | 0 | 0 | 0 | 0 | 0 | 0 | 0 | 0 | 0 | 0
| 10693 | 0 | 0 | 0 | 0 | 0 | 0 | 0 | 0 | 0 | 0 | 0 | 0 | 0 | 0 | 0 | 0 | 0 | 0 | 0 | 0 | 0 | 0 | 0 | 0 | 0 | 0 | 0 | 0 | 0 | 0 | 0 | 0 | 0 | 0 | 0 | 0 | 0 | 0 | 0 | 0 | 0 | 0 | 0 | 0 | 0 | 0 | 0 | 0 | 0 | 0 | 0 | 0 | 0 | 0 | 0
| 10746 | 0 | 0 | 0 | 0 | 0 | 0 | 0 | 0 | 0 | 0 | 0 | 0 | 0 | 0 | 0 | 0 | 0 | 0 | 0 | 0 | 0 | 0 | 0 | 0 | 0 | 0 | 0 | 0 | 0 | 0 | 0 | 0 | 0 | 0 | 0 | 0 | 0 | 0 | 0 | 0 | 0 | 0 | 0 | 0 | 0 | 0 | 0 | 0 | 0 | 0 | 0 | 0 | 0 | 0 | 0
| 10751 | 289.73 | 0 | 402.31 | 1414.33 | 1347.04 | 2465.4 | 3552.85 | 3465.19 | 1469.5 | 1080.85 | 884.5 | 475.73 | 762.12 | 336.6 | 764.66 | 1106.54 | 1269.86 | 2756.7 | 4979.76 | 4175.05 | 1516.54 | 1511.38 | 1134.37 | 1115.7 | 844.25 | 459.27 | 572.92 | 2029.55 | 1777.68 | 2301.23 | 5272.19 | 4307.04 | 2258.53 | 1798.41 | 1202.56 | 1424.72 | 2222.84 | 1018.45 | 1342.43 | 3239.89 | 1769.31 | 2597.8 | 4608.53 | 4295.97 | 2226.29 | 1530.48 | 1096.43 | 1981.88 | 16847.43 | 21429.28 | 24248.35 | 27930.3 | 17633.8 | 22873.17 | 28157.6
| 10805 | 0 | 0 | 0 | 0 | 0 | 0 | 0 | 0 | 0 | 0 | 0 | 0 | 0 | 0 | 0 | 0 | 0 | 0 | 0 | 0 | 0 | 0.001 | 0 | 0 | 0 | 0 | 0 | 0 | 0 | 0 | 0 | 0.001 | 0 | 0 | 0 | 0 | 0 | 0 | 0 | 0 | 0 | 0 | 0 | 0.001 | 0 | 0 | 0 | 0 | 0 | 0.001 | 0.001 | 0.001 | 0 | 0.001 | 0.001
| 10870 | 0 | 0 | 0 | 0 | 0 | 0 | 0 | 0 | 0 | 0 | 0 | 0 | 0 | 0 | 0 | 0 | 0 | 0 | 0 | 0 | 0 | 0 | 0 | 0 | 0 | 0 | 0 | 0 | 0 | 0 | 0 | 0 | 0 | 0 | 0 | 0 | 0 | 0 | 0 | 0 | 0 | 0 | 0 | 0 | 0 | 0 | 0 | 0 | 0 | 0 | 0 | 0 | 0 | 0 | 0
| 50094 | 0 | 0 | 0 | 0 | 0 | 0 | 0 | 0 | 0 | 0 | 0 | 0 | 0 | 0 | 0 | 0 | 0 | 0 | 0 | 0 | 0 | 0 | 0 | 0 | 0 | 0 | 0 | 0 | 0 | 0 | 0 | 0 | 0 | 0 | 0 | 0 | 0 | 0 | 0 | 0 | 0 | 0 | 0 | 0 | 0 | 0 | 0 | 0 | 0 | 0 | 0 | 0 | 0 | 0 | 0
| 50215 | 0 | 0 | 0 | 0 | 0 | 0 | 0 | 0 | 0 | 0 | 0 | 0 | 0 | 0 | 0 | 0 | 0 | 0 | 0 | 0 | 0 | 0 | 0 | 0 | 0 | 0 | 0 | 0 | 0 | 0 | 0 | 0 | 0 | 0 | 0 | 0 | 0 | 0 | 0 | 0 | 0 | 0 | 0 | 0 | 0 | 0 | 0 | 0 | 0 | 0 | 0 | 0 | 0 | 0 | 0
| 50279 | -53.6297 | 26.5538 | 0 | 22.3441 | 193.1165 | 1205.681 | 1311.084 | 1255.248 | 0.001 | 46.778 | 49.4954 | 0 | 0 | 0 | 0 | 247.9014 | 254.9601 | 1445.4636 | 583.675 | 148.979 | 31.7095 | 826.5621 | 49.5209 | 159.011 | 429.893 | 26.6138 | 24.5349 | 422.0137 | 492.9384 | 1078.003 | 1928.223 | 1140.653 | -15.9401 | 495.0856 | 8.9719 | 213.1417 | 348.9035 | 265.7621 | 221.1421 | 1194.633 | 451.908 | 925.2348 | 1104.193 | 682.14 | -124.3525 | 211.3816 | 0 | 452.6993 | 4056.6722 | 3747.7827 | 6244.1319 | 5733.6449 | 4371.1489 | 4640.915 | 7330.4868
| 50373 | 0 | 0 | 0 | 0 | 0 | 0 | 0 | 0 | 0 | 0 | 0 | 0 | 0 | 0 | 0 | 0 | 0 | 0 | 0 | 0 | 0 | 0 | 0 | 0 | 0 | 0 | 0 | 0 | 0 | 0 | 0 | 0 | 0 | 0 | 0 | 0 | 0 | 0 | 0 | 0 | 0 | 0 | 0 | 0 | 0 | 0 | 0 | 0 | 0 | 0 | 0 | 0 | 0 | 0 | 0
| 50385 | 0 | 0 | 0 | 0 | 0.01 | 0 | 0.01 | 0 | 0 | 0 | 0.01 | 0 | 0 | 0 | 0 | 0 | 0.01 | 0 | 0.01 | 0 | 0 | 0 | 0.01 | 0 | 0 | 0 | 0 | 0 | 0 | 0 | 0.01 | 0 | 0 | 0 | 0 | 0 | 0 | 0 | 0 | 0.01 | 0 | 0 | 0 | 0 | 0 | 0 | 0 | 0 | 0.03 | 0.03 | 0.01 | 0.01 | 0.03 | 0.02 | 0.02
| 50411 | 0 | 0 | 0 | 0 | 0 | 0 | 0 | 0 | 0 | 0 | 0 | 0 | 0 | 0 | 0 | 0 | 0 | 0 | 0 | 0 | 0 | 0 | 0 | 0 | 0 | 0 | 0 | 0 | 0 | 0 | 0 | 0 | 0 | 0 | 0 | 0 | 0 | 0 | 0 | 0 | 0 | 0 | 0 | 0 | 0 | 0 | 0 | 0 | 0 | 0 | 0 | 0 | 0 | 0 | 0
| 50463 | 0 | 0 | 0 | 0 | 0 | 0 | 0 | 0 | 0 | 0 | 0 | 0 | 0 | 0 | 0 | 0 | 0 | 0 | 0 | 0 | 0 | 0 | 0 | 0 | 0 | 0 | 0 | 0 | 0 | 0 | 0 | 0 | 0 | 0 | 0 | 0 | 0 | 0 | 0 | 0 | 0 | 0 | 0 | 0 | 0 | 0 | 0 | 0 | 0 | 0 | 0 | 0 | 0 | 0 | 0
| 50497 | 0 | 0.001 | 0 | 0 | 0.01 | 0 | 0.01 | 0.01 | 0.01 | 0 | 0.001 | 0.002 | 0 | 0.002 | 0.01 | 0 | 0 | 0.01 | 0.01 | 0.01 | 0.01 | 0 | 0.001 | 0.003 | 0 | 0.001 | 0.01 | 0 | 0 | 0 | 0 | 0 | 0.01 | 0 | 0.001 | 0.001 | 0 | 0.001 | 0 | 0 | 0 | 0.01 | 0 | 0.01 | 0 | 0.01 | 0.001 | 0.001 | 0.044 | 0.056 | 0.023 | 0.033 | 0.045 | 0.055 | 0.013
| 50561 | 2658.53 | 0 | 21270.09 | 40754.54 | 70855.62 | 78180.73 | 69836.16 | 80657.23 | 69554.84 | 91517.97 | 43060.26 | 15238.89 | 11454.75 | 4869.61 | 36944.24 | 97792.02 | 72005.66 | 79024.56 | 65611.9 | 73806.33 | 76328.91 | 110195.81 | 45002.65 | 30264.57 | 16376.24 | 19639.47 | 39016.78 | 78274.67 | 81045.42 | 84643.9 | 69361.06 | 73575.28 | 71326.58 | 80770.85 | 34649.8 | 36054.82 | 32111.85 | 26880.64 | 72094.25 | 86067.91 | 91547.45 | 88800.95 | 67261.95 | 70459.05 | 81661.32 | 123324.41 | 39994.88 | 35192.02 | 583584.86 | 703301.01 | 684734.87 | 815396.68 | 671112.36 | 714587.31 | 759084.39
| 50611 | 63.22 | 0 | 0 | 40.75 | 385.1 | 917.77 | 158.24 | 79.12 | 1292.82 | 71.77 | 74.7 | 189.15 | 63.27 | 0 | 0 | 13.71 | 231.07 | 791.18 | 142.41 | 63.3 | 911.12 | 0 | 44.85 | 62.85 | 31.63 | 0 | 0 | 0 | 83.54 | 901.42 | 110.76 | 15.82 | 912.64 | 28.96 | 0 | 0 | 0 | 0 | 0 | 0 | 42.16 | 696.07 | 31.65 | 15.82 | 733.16 | 0 | 0 | 0 | 3272.64 | 2323.76 | 2084.77 | 1518.86 | 3091.62 | 2130.88 | 2011.76
| 50628 | 0 | 0 | 175.1629 | 775.8036 | 804.5539 | 836.797 | 1316.561 | 1495.859 | 649.4144 | 617.4044 | 528.0869 | 33.3424 | 22.3054 | 22.246 | 505.7316 | 492.7947 | 677.4957 | 977.0098 | 1511.286 | 1769.744 | 718.654 | 628.1351 | 740.4712 | 432.1235 | 22.2978 | 66.7817 | 300.4919 | 590.0717 | 917.6533 | 914.3658 | 1554.85 | 1774.009 | 911.3042 | 766.9269 | 493.7563 | 568.3047 | 189.636 | 111.1343 | 382.2274 | 1025.3941 | 934.8281 | 1215.8486 | 1453.896 | 1718.223 | 719.8354 | 723.7778 | 452.0266 | 813.0193 | 7232.9855 | 8497.997 | 8880.8132 | 9739.8466 | 7198.0386 | 8674.7199 | 9626.7368
| 50657 | 0 | 0 | 0 | 0 | 0 | 0 | 0 | 0 | 0 | 0 | 0 | 0 | 0 | 0 | 0 | 0 | 0 | 0 | 0 | 0 | 0 | 0 | 0 | 0 | 0 | 0 | 0 | 0 | 0 | 0 | 0 | 0 | 0 | 0 | 0 | 0 | 0 | 0 | 0 | 0 | 0 | 0 | 0 | 0 | 0 | 0 | 0 | 0 | 0 | 0 | 0 | 0 | 0 | 0 | 0
| 50776 | 1623.12 | 0 | 0 | 2560.75 | 2696.28 | 1780.53 | 2183.59 | 4519.46 | 2421.16 | 2398.59 | 4479.41 | 1353.94 | 1112.47 | 0 | 0 | 1480.32 | 3060.87 | 4202.06 | -416.83 | 1782.51 | 3571.81 | 4089.67 | 530.33 | 1131.65 | 782.85 | 0 | 0 | 2308.32 | 4300.96 | 2918.37 | 579.36 | 52.98 | 5708.95 | 260.65 | 0 | 142.27 | 0 | 0 | 0 | 0 | 1391.3 | 5097.22 | 1047.49 | 954.72 | 4236.14 | 0 | 0 | 34.46 | 26016.83 | 20544.86 | 17054.71 | 12761.33 | 24790.34 | 22283.33 | 11053.88
| 50799 | 10170.34 | 8188.332 | 108.99 | 318.91 | 651.69 | 2011.06 | 2097.98 | 3177.18 | 456.73 | 682.84 | 281.29 | 0 | 6645.96 | 3975.8 | 208.53 | 606.82 | 673.88 | 2567.26 | 2899.26 | 3417.7 | 706.04 | 1282.51 | 471.95 | 374.01 | 10303.02 | 6383.33 | 168.53 | 598.91 | 1034.17 | 2127.79 | 3704.34 | 3235.58 | 960.29 | 1206.97 | 346.82 | 1143.39 | 16368.343 | 12268.254 | 616.88 | 1206.09 | 1319.47 | 2237.41 | 3208.22 | 2667.33 | 642.43 | 1015.43 | 82.86 | 1469.45 | 28145.342 | 23829.72 | 31213.14 | 43102.167 | 20818.07 | 30206.69 | 44504.217
| 50852 | 2887.39 | 1737.68 | 0 | 224.58 | 328.42 | 630.82 | 862.91 | 1190.73 | 498.36 | 443.6 | 206.94 | 33.61 | 1987.74 | 922.88 | 305.95 | 330.67 | 458.09 | 835.97 | 1118.78 | 1299.85 | 604.92 | 402.75 | 302.83 | 320.2 | 3468.34 | 2167.16 | 112.63 | 267.1 | 509.3 | 756.07 | 1134.87 | 1149.79 | 737.09 | 533.41 | 290.89 | 492.54 | 7368.23 | 6141.45 | 388.03 | 495.29 | 726.09 | 846.62 | 1185.19 | 1079.46 | 515.32 | 580.42 | 230.99 | 629.63 | 9045.04 | 8890.63 | 11619.19 | 20186.72 | 7872.3 | 11409.83 | 20213.75
| 50859 | 0 | 0 | 0 | 0 | 0 | 0 | 0 | 0 | 0 | 0 | 0 | 0 | 0 | 0 | 0 | 0 | 0 | 0 | 0 | 0 | 0 | 0 | 0 | 0 | 0 | 0 | 0 | 0 | 0 | 0 | 0 | 0 | 0 | 0 | 0 | 0 | 0 | 0 | 0 | 0 | 0 | 0 | 0 | 0 | 0 | 0 | 0 | 0 | 0 | 0 | 0 | 0 | 0 | 0 | 0
| 50885 | 0 | 0 | 0 | 0 | 0 | 0 | 0 | 0 | 0.01 | 0 | 0 | 0 | 0 | 0 | 0 | 0 | 0 | 0 | 0 | 0 | 0 | 0 | 0 | 0 | 0 | 0 | 0 | 0 | 0 | 0 | 0 | 0 | 0 | 0 | 0 | 0 | 0 | 0 | 0 | 0 | 0 | 0 | 0 | 0 | 0 | 0 | 0 | 0 | 0.01 | 0 | 0 | 0 | 0.01 | 0 | 0
| 50888 | 0 | 0 | 0 | 0 | 0 | 0 | 0 | 0 | 0 | 0 | 0 | 0 | 0 | 0 | 0 | 0 | 0 | 0 | 0 | 0 | 0 | 0 | 0 | 0 | 0 | 0 | 0 | 0 | 0 | 0 | 0 | 0 | 0 | 0 | 0 | 0 | 0 | 0 | 0 | 0 | 0 | 0 | 0 | 0 | 0 | 0 | 0 | 0 | 0 | 0 | 0 | 0 | 0 | 0 | 0
| 50960 | 0 | 0 | 0 | 0 | 0 | 0 | 0 | 0 | 0 | 0 | 0 | 0 | 0 | 0 | 0 | 0 | 0 | 0 | 0 | 0 | 0 | 0 | 0 | 0 | 0 | 0 | 0 | 0 | 0 | 0 | 0 | 0 | 0 | 0 | 0 | 0 | 0 | 0 | 0 | 0 | 0 | 0 | 0 | 0 | 0 | 0 | 0 | 0 | 0 | 0 | 0 | 0 | 0 | 0 | 0
| 50974 | 0 | 0 | 0 | 0 | 0 | 0 | 0 | 0 | 0 | 0 | 0 | 0 | 0 | 0 | 0 | 0 | 0 | 0 | 0 | 0 | 0 | 0 | 0 | 0 | 0 | 0 | 0 | 0 | 0 | 0 | 0 | 0 | 0 | 0 | 0 | 0 | 0 | 0 | 0 | 0 | 0 | 0 | 0 | 0 | 0 | 0 | 0 | 0 | 0 | 0 | 0 | 0 | 0 | 0 | 0
| 52149 | 0 | 0 | 0 | 0 | 0 | 0 | 0 | 0 | 0 | 0 | 0 | 0 | 0 | 0 | 0 | 0 | 0 | 0 | 0 | 0 | 0 | 0 | 0 | 0 | 0 | 0 | 0 | 0 | 0 | 0 | 0 | 0 | 0 | 0 | 0 | 0 | 0 | 0 | 0 | 0 | 0 | 0 | 0 | 0 | 0 | 0 | 0 | 0 | 0 | 0 | 0 | 0 | 0 | 0 | 0
| 52193 | 0 | 0 | 0 | 0 | 0 | 0 | 0 | 0 | 0 | 0 | 0 | 0 | 0 | 0 | 0 | 0 | 0 | 0 | 0 | 0 | 0 | 0 | 0 | 0 | 0 | 0 | 0 | 0 | 0 | 0 | 0 | 0 | 0 | 0 | 0 | 0 | 0 | 0 | 0 | 0 | 0 | 0 | 0 | 0 | 0 | 0 | 0 | 0 | 0 | 0 | 0 | 0 | 0 | 0 | 0
| 54250 | 0 | 0 | 0 | 0 | 0 | 0 | 0 | 0 | 0 | 0 | 0 | 0 | 0 | 0 | 0 | 0 | 0 | 0 | 0 | 0 | 0 | 0 | 0 | 0 | 0 | 0 | 0 | 0 | 0 | 0 | 0 | 0 | 0 | 0 | 0 | 0 | 0 | 0 | 0 | 0 | 0 | 0 | 0 | 0 | 0 | 0 | 0 | 0 | 0 | 0 | 0 | 0 | 0 | 0 | 0
| 54333 | 0 | 0 | 0 | 0 | 0 | 0 | 0 | 0 | 0 | 0 | 0 | 0 | 0 | 0 | 0 | 0 | 0 | 0 | 0.0001 | 0 | 0 | 0 | 0 | 0 | 0 | 0 | 0 | 0 | 0 | 0 | 0.0001 | 0.0001 | 0 | 0 | 0 | 0 | 0 | 0 | 0 | 0 | 0 | 0 | 0.0001 | 0 | 0 | 0 | 0 | 0 | 0 | 0.0001 | 0.0002 | 0.0001 | 0 | 0.0001 | 0.0002
| 54569 | 0 | 0 | 0 | 0 | 0 | 0 | 0 | 0 | 0 | 0 | 0 | 0 | 0 | 0 | 0 | 0 | 0 | 0 | 0 | 0 | 0 | 0 | 0 | 0 | 0 | 0 | 0 | 0 | 0 | 0 | 0 | 0 | 0 | 0 | 0 | 0 | 0 | 0 | 0 | 0 | 0 | 0 | 0 | 0 | 0 | 0 | 0 | 0 | 0 | 0 | 0 | 0 | 0 | 0 | 0
| 54625 | 0 | 0 | 0 | 0 | 0 | 0 | 0 | 0 | 0 | 0 | 0 | 0 | 0 | 0 | 0 | 0 | 0 | 0 | 0 | 0 | 0 | 0 | 0 | 0 | 0 | 0 | 0 | 0 | 0 | 0 | 0 | 0 | 0 | 0 | 0 | 0 | 0 | 0 | 0 | 0 | 0 | 0 | 0 | 0 | 0 | 0 | 0 | 0 | 0 | 0 | 0 | 0 | 0 | 0 | 0
| 54634 | 0 | 0 | 0 | 0 | 0 | 0 | 0 | 0 | 0 | 0 | 0 | 0 | 0 | 0 | 0 | 0 | 0 | 0 | 0 | 0 | 0 | 0 | 0 | 0 | 0 | 0 | 0 | 0 | 0 | 0 | 0 | 0 | 0 | 0 | 0 | 0 | 0 | 0 | 0 | 0 | 0 | 0 | 0 | 0 | 0 | 0 | 0 | 0 | 0 | 0 | 0 | 0 | 0 | 0 | 0
| 54640 | 0 | 0 | 1562.41 | 6061.49 | 6007.35 | 6123.39 | 7549.91 | 8810.73 | 6568 | 4448.59 | 2888.39 | 1559.91 | 2054.1 | 380.85 | 2778.11 | 4746.79 | 6359.14 | 6957.24 | 8556.53 | 10864.59 | 6462.83 | 6103.81 | 3614.94 | 3187 | 2170.79 | 1255.52 | 2449.42 | 10441.9 | 7083.89 | 6815.87 | 8663.63 | 9179.14 | 7213.37 | 5346.25 | 4299.37 | 4029.21 | 3925.88 | 3864.63 | 5944.03 | 15019.31 | 8644.42 | 8093.91 | 9119.5 | 9460.99 | 8136.32 | 7355.15 | 4389.86 | 4573.38 | 51580.17 | 62065.93 | 68948.36 | 88527.38 | 54267.91 | 69148.46 | 82945.11
| 54693 | -57.33 | 0 | 32.012 | 419.702 | 188.265 | 514.323 | 759.03 | 278.21 | 384.777 | 214.535 | 318.378 | 55.841 | 647.458 | 428.718 | 387.415 | 295.699 | 527.861 | 646.873 | 589.71 | 410.12 | 501.976 | 494.658 | 268.39 | 370.21 | 406.183 | 167.857 | 97.59 | 251.615 | 259.896 | 312.135 | 436.34 | 331.46 | 162.061 | 193.561 | 150.014 | 355.327 | 705.584 | 604.068 | 194.047 | 489.609 | 249.983 | 218.515 | 419.64 | 285.65 | -10.753 | 236.239 | 166.886 | 397.967 | 3107.743 | 5569.088 | 3124.039 | 3957.435 | 4812.245 | 4465.078 | 4184.189
| 54708 | 0 | 0 | 0 | 0 | 0 | 0 | 0 | 0 | 0 | 0 | 0 | 0 | 0 | 0 | 0 | 0 | 0 | 0 | 0 | 0 | 0 | 0 | 0 | 0 | 0 | 0 | 0 | 0 | 0 | 0 | 0 | 0 | 0 | 0 | 0 | 0 | 0 | 0 | 0 | 0 | 0 | 0 | 0 | 0 | 0 | 0 | 0 | 0 | 0 | 0 | 0 | 0 | 0 | 0 | 0
| 54746 | 0 | 0 | 0 | 0 | 0 | 0 | 0 | 0 | 0 | 0 | 0 | 0 | 0 | 0 | 0 | 0 | 0 | 0 | 0 | 0 | 0 | 0 | 0 | 0 | 0 | 0 | 0 | 0 | 0 | 0 | 0 | 0 | 0 | 0 | 0 | 0 | 0 | 0 | 0 | 0 | 0 | 0 | 0 | 0 | 0 | 0 | 0 | 0 | 0 | 0 | 0 | 0 | 0 | 0 | 0
| 54785 | 0 | 0.01 | 0 | 0 | 0 | 0.01 | 0 | 0 | 0 | 0 | 0 | 0 | 0.01 | 0 | 0 | 0 | 0 | 0.01 | 0 | 0 | 0 | 0 | 0 | 0 | 0 | 0 | 0 | 0 | 0 | 0.01 | 0 | 0 | 0 | 0 | 0 | 0 | 0 | 0 | 0 | 0 | 0 | 0.01 | 0 | 0 | 0 | 0 | 0 | 0 | 0.02 | 0.02 | 0.01 | 0.01 | 0.02 | 0.01 | 0.01
| 54795 | 0 | 0 | 0 | 0 | 0 | 0 | 0 | 0 | 0 | 0 | 0 | 0 | 0 | 0 | 0 | 0 | 0 | 0 | 0 | 0 | 0 | 0 | 0 | 0 | 0 | 0 | 0 | 0 | 0 | 0 | 0 | 0 | 0 | 0 | 0 | 0 | 0 | 0 | 0 | 0 | 0 | 0 | 0 | 0 | 0 | 0 | 0 | 0 | 0 | 0 | 0 | 0 | 0 | 0 | 0
| 54829 | 0 | 0 | 0 | 0 | 0 | 0 | 0 | 0 | 0 | 0 | 0 | 0 | 0 | 0 | 0 | 0 | 0 | 0 | 0 | 0 | 0 | 0 | 0 | 0 | 0 | 0 | 0 | 0 | 0 | 0 | 0 | 0 | 0 | 0 | 0 | 0 | 0 | 0 | 0 | 0 | 0 | 0 | 0 | 0 | 0 | 0 | 0 | 0 | 0 | 0 | 0 | 0 | 0 | 0 | 0
| 54832 | 306.37 | 133.81 | 2125.07 | 2234.36 | -93.74 | -1106.33 | 380.27 | -46.25 | -400.7 | -325.28 | 1867.68 | 1489.82 | 2216.98 | 608.31 | 1562.57 | 590.53 | 53.19 | -170.2 | 410.29 | 443.79 | -66.4 | 328.57 | 1749.37 | 2353.93 | 176.23 | 122.56 | -299.4 | 343.34 | -569.69 | -672.07 | -487.64 | -306.62 | -1124.06 | -642.75 | -1269.47 | 1057.04 | 940.62 | 746.95 | -1021.18 | -447.8 | -444.97 | -1067 | -939.23 | -1203.67 | -1332.89 | -1132.75 | -2427.4 | -1411.87 | 6565.08 | 10080.93 | -3672.53 | -9741.19 | 6890.79 | 4822.39 | -3671.95
| 54934 | 0 | 0 | 0 | 0 | 0 | 0 | 0 | 0 | 0 | 0 | 0 | 0 | 0 | 0 | 0 | 0 | 0 | 0 | 0 | 0 | 0 | 0 | 0 | 0 | 0 | 0 | 0 | 0 | 0 | 0 | 0 | 0 | 0 | 0 | 0 | 0 | 0 | 0 | 0 | 0 | 0 | 0 | 0 | 0 | 0 | 0 | 0 | 0 | 0 | 0 | 0 | 0 | 0 | 0 | 0
| 54980 | 0 | 0 | 0 | 0 | 0.0006 | 0 | 0 | 0 | 0.0006 | 0 | 0 | 0 | 0 | 0 | 0 | 0 | 0 | 0 | 0 | 0 | 0.0006 | 0 | 0 | 0 | 0 | 0 | 0 | 0 | 0 | 0 | 0 | 0 | 0.0006 | 0 | 0 | 0 | 0 | 0 | 0 | 0 | 0 | 0 | 0 | 0 | 0 | 0 | 0 | 0 | 0.0012 | 0.0006 | 0.0006 | 0 | 0.0006 | 0.0006 | 0.0006
| 55074 | 0 | 0 | 0 | 0 | 0.002 | 0 | 0 | 0 | 0 | 0 | 0 | 0 | 0 | 0 | 0 | 0 | 0 | 0 | 0 | 0 | 0 | 0 | 0 | 0 | 0 | 0 | 0 | 0 | 0 | 0 | 0 | 0 | 0 | 0 | 0 | 0 | 0 | 0 | 0 | 0 | 0 | 0 | 0 | 0 | 0 | 0 | 0 | 0 | 0.002 | 0 | 0 | 0 | 0 | 0 | 0
| 55193 | 11003.2 | 10817.9 | 6405.5 | 5073.3 | 5819.6 | 4516.2 | 3682.3 | 5095 | 6744.5 | 10160.9 | 5643.3 | 15100.8 | 20381.3 | 16963.9 | 11609.8 | 5941.8 | 6171.9 | 7683.4 | -2979.5 | 1394.5 | 4647.8 | 6366.8 | 8488 | 20108.2 | 10593.4 | 9745.9 | 15887.4 | 8090.9 | 6896.8 | 5145.8 | -1623.3 | -3944.4 | 4853 | 3637.4 | 6922 | 9474.2 | 10358.3 | 11463.1 | 11231.2 | 3794.4 | 4792.9 | 8833.3 | -298.3 | 1428.1 | 8647.6 | 6306.9 | 13417.2 | 17036.8 | 90062.5 | 106777.9 | 75679.1 | 97011.5 | 112011.7 | 96923.6 | 66104.6
| 55231 | 20875.78 | 19507.2 | 7624.28 | 7138.38 | 8641.72 | 15491 | 11727 | 12147.8 | 17505.5 | 8656.1 | 14257.8 | 14220.5 | 8934.62 | 9293.97 | 8482.5 | 4978.22 | 8797.77 | 14603 | 8289.1 | 12730 | 16334.5 | 4970.9 | 12231.2 | 21162.5 | 5548.68 | 5858.69 | 7438.2 | 7540.81 | 7762.27 | 14313.4 | 8867.1 | 8577.9 | 17784.6 | 9009.3 | 15593.6 | 16118.9 | 7536 | 8086.09 | 5560.3 | 8343.15 | 9912.95 | 14333.4 | 7635.3 | 8333.4 | 17744.1 | 5974.6 | 15394.2 | 17276.8 | 157793.06 | 130808.28 | 124413.45 | 126130.29 | 134492.78 | 124469.85 | 129703.29
| 55233 | 123.3375 | 162.532 | 0 | 0 | 448.4973 | 3819.6276 | 5342.552 | 4758.423 | 0 | 28.4894 | 0 | 0 | 0 | -58.5695 | 0 | 109.8436 | 1046.338 | 5901.972 | 4700.086 | 5467.136 | 892.9814 | 2597.8218 | 0 | 0 | 919.3681 | -51.3063 | 0 | 378.7908 | 932.7068 | 1663.1679 | 3349.98 | 2684.574 | 275.0656 | 489.8445 | 187.8109 | 222.6514 | -988.9536 | 491.756 | 1077.6739 | 1816.8431 | 775.2474 | 582.11 | 2627.637 | 1880.007 | 116.9409 | 558.7913 | -121.0897 | 618.193 | 14683.4588 | 20657.6093 | 11052.6536 | 9435.1564 | 15046.7041 | 21739.5566 | 12045.6611
| 55239 | 26582.56 | 24994.53 | 8772 | 4602.4 | 7600.6 | 7591.8 | 6475.2 | 15078.5 | 19879.2 | 11292 | 13345.6 | 22275.3 | 20476.9 | 18504.35 | 15069.8 | 8072.3 | 8718.5 | 14848.7 | 14782.5 | 24948.8 | 25740.9 | 11868.9 | 18179.2 | 22981 | 22976.1 | 23148.8 | 20581.2 | 6678.8 | 11504.4 | 15459.2 | 7201 | 10918.3 | 18427.9 | 7709.4 | 14959.8 | 13839 | 20040.9 | 18274 | 21315.1 | 7727.8 | 11936.8 | 19965.5 | 15374.9 | 23915.1 | 28317 | 16026.9 | 26818.3 | 19617.5 | 168489.69 | 204191.85 | 173403.9 | 229329.8 | 166779.45 | 218239.3 | 167809.2
| 55298 | 52859.76 | 45922.52 | 16914.6 | 14571.6 | 17776.2 | 35796.5 | 25508.7 | 30130.6 | 42322.8 | 22491.8 | 39284.4 | 31632.2 | 44791.56 | 38552.37 | 18975.1 | 8722.2 | 19329.2 | 35257.5 | 20223.1 | 32765 | 43285.3 | 15285.9 | 34174.6 | 46762.4 | 30228.05 | 29627.65 | 25386.1 | 12861 | 19093.3 | 30843 | 22423.3 | 22429.4 | 35741.6 | 20025.2 | 31348.8 | 35645.3 | 23541.1 | 23627.1 | 17464.8 | 15717.1 | 21249.3 | 34256 | 18044.6 | 22499.5 | 42053.7 | 20041.1 | 38827.2 | 41946.6 | 375211.68 | 358124.23 | 315652.7 | 319268.1 | 357537.43 | 344949.9 | 300056
| 55337 | 14636.9 | 14963.6 | 8972.8 | 2598.7 | 5912.9 | 13432.9 | 5764.5 | 6013.2 | 13866.8 | 2152.1 | 3057.7 | 15265.1 | 18221.8 | 16110.7 | 1100.5 | 2131.8 | 6828.5 | 11878.5 | 4505.6 | 2594.1 | 12018.3 | 565.1 | 1798.9 | 7183.2 | 14271.6 | 18253.5 | 541.9 | 832.5 | 3047.2 | 13228 | 4295.2 | 3142.5 | 15344.6 | 2929.8 | 1705.7 | 4985.3 | 8291.4 | 6495.2 | 157.5 | 1048.4 | 2739.6 | 10701.7 | 1839.3 | 878.7 | 13144.6 | 605.7 | 650.1 | 2364.9 | 106637.2 | 84937 | 82577.8 | 48917.1 | 103945.6 | 77490.4 | 64363.2
| 55381 | 279.2715 | 0 | 0 | 0 | 0 | 0 | 1658.2847 | 825.851 | 0 | 0 | 0 | 0 | 0 | 0 | 0 | 0 | 0 | 0 | 14744.5576 | 6056.4277 | 0 | 0 | 0 | 0 | 4021.2693 | 0 | 0 | 0 | 0 | 0 | 14896.5476 | 11405.0828 | 0 | 0 | 0 | 0 | 0 | 0 | 0 | 0 | 0 | 0 | 19589.6264 | 11089.9818 | 0 | 0 | 0 | 0 | 2763.4072 | 20800.9853 | 30322.8997 | 30679.6082 | 2484.1357 | 24822.2546 | 26301.6304
| 55524 | 6232.54 | 6672.79 | 14568.45 | 12461.75 | 21751.94 | 57231.17 | 38097.7 | 68422.06 | 81050.68 | 42105.75 | 45473.4 | 28793.3 | 18176.97 | 14888.48 | 30787.8 | 19335.3 | 39919.5 | 81245.4 | 57751.9 | 102554.9 | 105556.55 | 41101.58 | 63753.87 | 41392.5 | 6566.08 | 5753.15 | 46672.7 | 16015.06 | 27873.16 | 73055.07 | 44864.4 | 92079.18 | 81966.24 | 47132.21 | 56830.1 | 46048.7 | 21487.92 | 16721.46 | 63696.73 | 28265.02 | 48447.32 | 100305.43 | 73958.2 | 134951.28 | 104778.97 | 72297.57 | 77772.39 | 63404.14 | 422861.53 | 616464.75 | 544856.05 | 806086.43 | 484282.11 | 596236.85 | 620594.35
| 55667 | 12107.8 | 8295.7 | 3542.9 | 4658.8 | 7643.7 | 17472.7 | 9922.2 | 6499.6 | 20672.1 | 4708.3 | 3297.3 | 6676.4 | 6778.3 | 3992.6 | 2821.4 | 7661.9 | 8912.6 | 14615.9 | 6252.7 | 7016.2 | 13191.2 | 6862.1 | 2379.2 | 5148.8 | 12601.2 | 9030.4 | 1904.8 | 6323.4 | 6176.7 | 16522.4 | 6651.4 | 7169.7 | 14083.5 | 6547.1 | 3197.8 | 5880.9 | 7035.9 | 3590.5 | 3703.2 | 4168.2 | 6232.6 | 13730.7 | 5260.7 | 5263.4 | 15089 | 5509.4 | 1992.9 | 5163.6 | 105497.5 | 85632.9 | 96089.3 | 76740.1 | 99415.4 | 91502.6 | 84783.2
| 55690 | 30003.2 | 22896.4 | 10453.6 | 3536.5 | 6137.1 | 8474.2 | 9596.6 | 18869.9 | 23970.7 | 8877.7 | 10307.3 | 28248.1 | 47379.2 | 44026.6 | 26770 | 11235 | 10170.5 | 16741.5 | -16518.9 | 12040.1 | 27518.5 | 10074.1 | 21345.8 | 26564.9 | 14043.2 | 14262.9 | 17311.9 | 6510.6 | 7912.9 | 13470.3 | -24175.2 | -16467.8 | 23059.8 | 8965.2 | 19303.2 | 17580.4 | 19192.7 | 17873.3 | 18526 | 7814.4 | 13226.1 | 22179.5 | -19114 | 218.4 | 37246.7 | 11358.9 | 28026.9 | 25514.1 | 181371.3 | 237347.3 | 101777.4 | 182063 | 247925.8 | 157807.5 | 118368.4
| 55765 | 0 | 0 | 0 | 0 | 0 | 0 | 0 | 0 | 0 | 0 | 0 | 0 | 0 | 0 | 0 | 0 | 0 | 0 | 0 | 0 | 0 | 0 | 0 | 0 | 0 | 0 | 0 | 0 | 0 | 0 | 0 | 0 | 0 | 0 | 0 | 0 | 0 | 0 | 0 | 0 | 0 | 0 | 0 | 0 | 0 | 0 | 0 | 0 | 0 | 0 | 0 | 0 | 0 | 0 | 0
| 55801 | 21348.04 | 18907.43 | 6692.5 | 13999.9 | 14748.7 | 15677.4 | 12105.6 | 16438.7 | 28565.7 | 27599.3 | 16731 | 17938.2 | 1951.4 | -686.09 | 21731.7 | 9610.6 | 14878.1 | 22987.3 | 15895.8 | 26005.3 | 27752.1 | 18972.1 | 19616 | 16970 | -4956.6 | -11284.49 | 26800.1 | 15523.8 | 20170.1 | 16176.1 | 13154.3 | 15932.9 | 19203.8 | 13176.7 | 17265 | 14743.7 | 8097.8 | 5061.4 | 21698.8 | 14787.6 | 20730.9 | 23051.6 | 15119.1 | 24294.5 | 27306.1 | 24679.1 | 27861.3 | 26516.8 | 210752.47 | 195684.31 | 155905.41 | 239205 | 182541.61 | 194451.51 | 180029
| 55885 | 0 | 0 | 0 | 0 | 0 | 0 | 0 | 0 | 0 | 0 | 0 | 0 | 0 | 0 | 0 | 0 | 0.0001 | 0 | 0 | 0 | 0 | 0 | 0 | 0 | 0 | 0 | 0 | 0 | 0 | 0 | 0 | 0 | 0 | 0 | 0 | 0 | 0 | 0 | 0 | 0 | 0 | 0 | 0 | 0 | 0 | 0 | 0 | 0 | 0 | 0.0001 | 0 | 0 | 0.0001 | 0 | 0
| 55938 | 2426.6276 | 0 | 0 | 0 | 351.7186 | 303.7691 | 13009.686 | 8584.489 | 0 | 0 | 0 | 0 | 0 | 0 | 0 | 0 | 889.5262 | 1266.1026 | 23110.105 | 10635.229 | 0 | 0 | 0 | 0 | 3082.2251 | 0 | 0 | 0 | 597.3242 | 302.5542 | 21706.187 | 15054.873 | 320.9438 | 0 | 0 | 0 | 0 | 0 | 0 | 402.685 | 468.6141 | 675.0619 | 17704.992 | 13795.874 | 61.6401 | 71.8808 | 0 | 0 | 24676.2903 | 35900.9628 | 41064.1073 | 33180.7479 | 22787.4703 | 38690.9859 | 38255.8571
| 55964 | 0 | 0 | 0 | 0 | 0 | 0 | 0 | 0 | 0 | 0 | 0 | 0 | 0 | 0 | 0 | 0 | 0 | 0 | 0 | 0 | 0 | 0 | 0 | 0 | 0 | 0 | 0 | 0 | 0 | 0 | 0 | 0 | 0 | 0 | 0 | 0 | 0 | 0 | 0 | 0 | 0 | 0 | 0 | 0 | 0 | 0 | 0 | 0 | 0 | 0 | 0 | 0 | 0 | 0 | 0
| 55976 | 8393.3 | 9220.5 | 10868.8 | 2885 | 2888.8 | -2637 | 392.6 | -360.8 | -2349.5 | 675.2 | -403.2 | 4053.5 | 3026.8 | 6834.8 | 1390.5 | 1743.4 | 2845 | -2528.5 | 231.5 | -671.2 | -2653.9 | -32.1 | -1566.4 | 1047.2 | 4298.3 | 6726.1 | -1006.1 | 181.2 | 1994.8 | -4340.4 | -827.5 | -642.7 | -2781.8 | -505 | -1334.7 | 784.2 | 4326 | 4425.9 | -4132 | -824.6 | -198.3 | -2745.7 | -955.1 | -1392.4 | -4312.7 | -2083.1 | -3466.7 | -1896.2 | 33627.2 | 9667.1 | 2546.4 | -13254.9 | 15211.3 | 6020.9 | -6050.9
| 56038 | 0 | 0 | 0 | 0 | 0 | 0 | 0 | 0 | 0 | 0 | 0 | 0 | 0 | 0 | 0 | 0 | 0 | 0 | 0 | 0 | 0 | 0 | 0 | 0 | 0 | 0 | 0 | 0 | 0 | 0 | 0 | 0 | 0 | 0 | 0 | 0 | 0 | 0 | 0 | 0 | 0 | 0 | 0 | 0 | 0 | 0 | 0 | 0 | 0 | 0 | 0 | 0 | 0 | 0 | 0
| 56050 | 0 | 0 | 0 | 0 | 0 | 0 | 0 | 0 | 0 | 0 | 0 | 0 | 0 | 0 | 0 | 0 | 0 | 0 | 0 | 0 | 0 | 0 | 0 | 0 | 0 | 0 | 0 | 0 | 0 | 0 | 0 | 0 | 0 | 0 | 0 | 0 | 0 | 0 | 0 | 0 | 0 | 0 | 0 | 0 | 0 | 0 | 0 | 0 | 0 | 0 | 0 | 0 | 0 | 0 | 0
| 56397 | 43.9334 | 43.5701 | 0 | 38.9792 | 251.4239 | 1297.7395 | 1155.305 | 1428.223 | 0 | 119.5809 | 62.2228 | 0 | 0 | 0 | 103.308 | 332.8531 | 315.2061 | 1408.0485 | 693.405 | 650.614 | 121.5098 | 958.6794 | 103.7345 | 201.7502 | 373.5139 | 57.8057 | 62.1105 | 446.8307 | 560.8372 | 1237.8044 | 1759.522 | 1306.979 | 98.3395 | 560.4875 | 82.8433 | 423.432 | 463.0317 | 305.1373 | 310.0693 | 1213.8136 | 679.9694 | 1040.5965 | 1163.54 | 998.054 | -81.7018 | 259.687 | 20.7177 | 664.4019 | 4440.9778 | 4889.1086 | 6970.5057 | 7037.3167 | 4814.4384 | 5638.8394 | 8441.4289
| 56429 | 0 | 0 | 0 | 0 | 0.0005 | 0.0005 | 0 | 0 | 0 | 0 | 0 | 0.0005 | 0 | 0 | 0 | 0 | 0 | 0.0005 | 0 | 0 | 0 | 0 | 0 | 0.0005 | 0 | 0 | 0 | 0 | 0 | 0 | 0 | 0 | 0 | 0 | 0 | 0 | 0 | 0 | 0 | 0 | 0 | 0.0005 | 0 | 0 | 0 | 0 | 0 | 0 | 0.0015 | 0.001 | 0 | 0.0005 | 0.001 | 0.001 | 0
| 56430 | 0 | 0 | 0 | 0 | 0 | 0 | 0 | 0 | 0.0005 | 0 | 0 | 0 | 0 | 0 | 0 | 0 | 0 | 0 | 0 | 0 | 0 | 0 | 0 | 0 | 0 | 0 | 0 | 0 | 0 | 0 | 0 | 0 | 0 | 0 | 0 | 0 | 0 | 0 | 0 | 0 | 0 | 0 | 0 | 0 | 0 | 0 | 0 | 0 | 0.0005 | 0 | 0 | 0 | 0.0005 | 0 | 0
| 56510 | 0 | 0 | 0 | 0 | 0 | 0 | 0 | 0 | 0 | 0 | 0 | 0 | 0 | 0 | 0 | 0 | 0.0001 | 0 | 0 | 0 | 0 | 0 | 0 | 0 | 0 | 0 | 0 | 0 | 0.0001 | 0 | 0 | 0 | 0 | 0 | 0 | 0 | 0 | 0 | 0 | 0 | 0 | 0 | 0 | 0 | 0 | 0 | 0 | 0 | 0 | 0.0001 | 0.0001 | 0 | 0.0001 | 0.0001 | 0
| 56511 | 0 | 0 | 0 | 0 | 0 | 0 | 0 | 0 | 0 | 0 | 0 | 0 | 0 | 0 | 0 | 0 | 0 | 0 | 0 | 0 | 0.0002 | 0 | 0 | 0 | 0 | 0 | 0 | 0 | 0 | 0 | 0 | 0 | 0.0002 | 0 | 0 | 0 | 0 | 0 | 0 | 0 | 0 | 0 | 0 | 0 | 0.0002 | 0 | 0 | 0 | 0 | 0.0002 | 0.0002 | 0.0002 | 0 | 0.0002 | 0.0002
| 56512 | 0 | 0 | 0 | 0 | 0 | 0 | 0 | 0 | 0 | 0 | 0 | 0 | 0 | 0 | 0 | 0 | 0 | 0 | 0 | 0 | 0 | 0 | 0 | 0 | 0 | 0 | 0 | 0 | 0 | 0 | 0 | 0 | 0 | 0 | 0 | 0 | 0 | 0 | 0 | 0 | 0 | 0 | 0 | 0 | 0 | 0 | 0 | 0 | 0 | 0 | 0 | 0 | 0 | 0 | 0
| 56513 | 0 | 0 | 0 | 0 | 0 | 0 | 0 | 0 | 0 | 0 | 0 | 0 | 0 | 0 | 0 | 0 | 0 | 0 | 0 | 0 | 0 | 0 | 0 | 0 | 0 | 0 | 0 | 0 | 0 | 0 | 0 | 0 | 0 | 0 | 0 | 0 | 0 | 0 | 0 | 0 | 0 | 0 | 0 | 0 | 0 | 0 | 0 | 0 | 0 | 0 | 0 | 0 | 0 | 0 | 0
| 56571 | 0 | 0 | 0 | 0 | 0 | 0 | 0 | 0 | 0 | 0 | 0 | 0 | 0 | 0 | 0 | 0 | 0 | 0 | 0 | 0 | 0 | 0 | 0 | 0 | 0 | 0 | 0 | 0 | 0 | 0 | 0 | 0 | 0 | 0 | 0 | 0 | 0 | 0 | 0 | 0 | 0 | 0 | 0 | 0 | 0 | 0 | 0 | 0 | 0 | 0 | 0 | 0 | 0 | 0 | 0
| 56680 | 0 | 0 | 0 | 0 | 0 | 0 | 0 | 0 | 0 | 0 | 0 | 0 | 0 | 0 | 0 | 0 | 0 | 0 | 0 | 0 | 0 | 0 | 0 | 0 | 0 | 0 | 0 | 0 | 0 | 0 | 0 | 0 | 0 | 0 | 0 | 0 | 0 | 0 | 0 | 0 | 0 | 0 | 0 | 0 | 0 | 0 | 0 | 0 | 0 | 0 | 0 | 0 | 0 | 0 | 0
| 56690 | 0 | 0 | 0 | 0 | 0 | 0 | 0 | 0 | 0 | 0 | 0 | 0 | 0 | 0 | 0 | 0 | 0 | 0 | 0 | 0 | 0 | 0 | 0 | 0 | 0 | 0 | 0 | 0 | 0 | 0 | 0 | 0 | 0 | 0 | 0 | 0 | 0 | 0 | 0 | 0 | 0 | 0 | 0 | 0 | 0 | 0 | 0 | 0 | 0 | 0 | 0 | 0 | 0 | 0 | 0
| 56701 | 0 | 0 | 0 | 0 | 0 | 0 | 0 | 0 | 0 | 0 | 0 | 0 | 0 | 0 | 0 | 0 | 0 | 0 | 0 | 0 | 0 | 0 | 0 | 0 | 0 | 0 | 0 | 0 | 0 | 0 | 0 | 0 | 0 | 0 | 0 | 0 | 0 | 0 | 0 | 0 | 0 | 0 | 0 | 0 | 0 | 0 | 0 | 0 | 0 | 0 | 0 | 0 | 0 | 0 | 0
| 56846 | 6615.62 | 5591.25 | 2851.2 | 2459.8 | 3600.7 | 780.4 | 3301.6 | 3272 | 2438.5 | 2136.9 | 2208.8 | 7638 | 6679.4 | 7478.22 | 2733.6 | 2520.6 | 1186.5 | 1401 | 2856.9 | 748.3 | 1421.2 | 2190.3 | 537.7 | 1966 | 3073 | 3608.22 | 1520.7 | 1891.6 | 1193.6 | 1104.2 | 1332.4 | 2093.2 | 662.3 | 1842.3 | 1298.4 | 2501.3 | 4866.6 | 6582.7 | 1019.9 | 306.7 | 812.8 | 19.1 | 736.3 | 193.4 | -1261.4 | 934.4 | -1051.9 | 1126.9 | 42894.77 | 31719.72 | 22121.22 | 14285.5 | 42374.52 | 22408.52 | 24422.8
| 56850 | 0 | 0 | 0 | 0 | 0 | 0.0002 | 0 | 0 | 0 | 0 | 0 | 0 | 0 | 0 | 0 | 0 | 0.0002 | 0 | 0 | 0 | 0 | 0 | 0 | 0 | 0 | 0 | 0 | 0 | 0 | 0.0002 | 0 | 0 | 0 | 0 | 0 | 0 | 0 | 0 | 0 | 0 | 0 | 0 | 0 | 0 | 0 | 0 | 0 | 0 | 0.0002 | 0.0002 | 0.0002 | 0 | 0.0004 | 0 | 0.0002
| 56873 | 0 | 0 | 0 | 0 | 0 | 0.0001 | 0 | 0 | 0.0001 | 0 | 0 | 0 | 0 | 0 | 0 | 0 | 0.0001 | 0.0001 | 0 | 0 | 0.0002 | 0 | 0 | 0 | 0 | 0 | 0 | 0 | 0 | 0.0001 | 0 | 0 | 0.0002 | 0 | 0 | 0 | 0 | 0 | 0 | 0 | 0 | 0.0001 | 0 | 0 | 0.0001 | 0 | 0 | 0 | 0.0002 | 0.0004 | 0.0003 | 0.0002 | 0.0003 | 0.0003 | 0.0003
| 56884 | 0 | 0 | 0 | 0 | 0 | 0 | 0 | 0 | 0.0003 | 0 | 0 | 0 | 0 | 0 | 0 | 0 | 0 | 0 | 0 | 0 | 0.0003 | 0 | 0 | 0 | 0 | 0 | 0 | 0 | 0 | 0 | 0 | 0 | 0.0003 | 0 | 0 | 0 | 0 | 0 | 0 | 0 | 0 | 0 | 0 | 0 | 0 | 0 | 0 | 0 | 0.0003 | 0.0003 | 0.0003 | 0 | 0.0003 | 0.0003 | 0.0003
| 56887 | 0 | 0 | 0 | 0 | 0 | 0 | 0 | 0 | 0.0004 | 0 | 0 | 0 | 0 | 0 | 0 | 0 | 0 | 0 | 0 | 0 | 0 | 0 | 0 | 0 | 0 | 0 | 0 | 0 | 0 | 0 | 0 | 0 | 0 | 0 | 0 | 0 | 0 | 0 | 0 | 0 | 0 | 0 | 0 | 0 | 0 | 0 | 0 | 0 | 0.0004 | 0 | 0 | 0 | 0.0004 | 0 | 0
| 56890 | 0 | 0 | 0 | 0 | 0 | 0.0001 | 0 | 0 | 0.0001 | 0 | 0 | 0 | 0 | 0 | 0 | 0 | 0 | 0 | 0 | 0 | 0 | 0 | 0 | 0 | 0 | 0 | 0 | 0 | 0 | 0 | 0 | 0 | 0 | 0 | 0 | 0 | 0 | 0 | 0 | 0 | 0 | 0 | 0 | 0 | 0 | 0 | 0 | 0 | 0.0002 | 0 | 0 | 0 | 0.0002 | 0 | 0
| 56911 | 0 | 0 | 0 | 0 | 0 | 0 | 0 | 0 | 0 | 0 | 0 | 0 | 0 | 0 | 0 | 0 | 0 | 0 | 0 | 0 | 0 | 0 | 0 | 0 | 0 | 0 | 0 | 0 | 0 | 0 | 0 | 0 | 0 | 0 | 0 | 0 | 0 | 0 | 0 | 0 | 0 | 0 | 0 | 0 | 0 | 0 | 0 | 0 | 0 | 0 | 0 | 0 | 0 | 0 | 0
| 56957 | 0 | 0 | 0 | 0 | 0 | 0 | 0 | 0 | 0 | 0 | 0 | 0 | 0 | 0 | 0 | 0 | 0 | 0 | 0 | 0 | 0.0005 | 0 | 0 | 0 | 0 | 0 | 0 | 0 | 0 | 0 | 0 | 0 | 0 | 0 | 0 | 0 | 0 | 0 | 0 | 0 | 0.0005 | 0 | 0 | 0 | 0 | 0 | 0 | 0 | 0 | 0.0005 | 0 | 0.0005 | 0 | 0.0005 | 0.0005
| 56963 | 20417.6 | 17030.37 | 11830.33 | 8476.58 | 14949.89 | 25039.5 | 20362 | 26297.7 | 31217.55 | 13366.74 | 15363.6 | 22006.32 | 24124.46 | 21503.37 | 17167.3 | 11241 | 29203.67 | 28603.8 | 30383.1 | 33562.5 | 32939.79 | 15372.4 | 28315.1 | 22409.4 | 24095.54 | 26384.28 | 21169.48 | 6844.02 | 15801.35 | 28989.6 | 24056.3 | 29926.6 | 31104.69 | 22074.34 | 29700.63 | 27475.3 | 22135.68 | 18441.9 | 27559.96 | 16174.77 | 19583.91 | 31479.9 | 34676 | 37178.8 | 35058.65 | 21385.91 | 33665.66 | 31438.4 | 226358.18 | 294825.89 | 287622.13 | 328779.54 | 256893.21 | 285880.76 | 297223.68
| 57183 | 0 | 0 | 0 | 0 | 0 | 0 | 0 | 0 | 0 | 0 | 0 | 0 | 0 | 0 | 0 | 0 | 0 | 0 | 0 | 0 | 0 | 0 | 0 | 0 | 0 | 0 | 0 | 0 | 0 | 0 | 0 | 0 | 0 | 0 | 0 | 0 | 0 | 0 | 0 | 0 | 0 | 0 | 0 | 0 | 0 | 0 | 0 | 0 | 0 | 0 | 0 | 0 | 0 | 0 | 0
| 57349 | 9581.72 | 9242.89 | 4701.56 | 2320.23 | 8663.32 | 11282.93 | 8655.78 | 11270.62 | 9888.35 | 8863.49 | 6997.85 | 8032.24 | 15478.93 | 12386.21 | 6622.99 | 4452.91 | 10996.16 | 11453.88 | 10553.97 | 10779.81 | 9784.2 | 9842.79 | 10641.21 | 8817.74 | 13555.62 | 13043.2 | 8375.77 | 3078.84 | 8293.85 | 11192.99 | 10890.72 | 12045.49 | 10782.04 | 11255.25 | 11286.44 | 10435.84 | 13030.08 | 12367.16 | 11741.49 | 6411.48 | 9095.2 | 12425.74 | 11204.89 | 12384.74 | 12053.41 | 11897.61 | 12375.65 | 12362.46 | 99500.98 | 121810.8 | 124236.05 | 137349.91 | 114928.46 | 118220.88 | 130534.18
| 57581 | 0 | 0 | 0 | 0 | 0 | 0 | 0 | 0 | 0 | 0 | 0 | 0 | 0 | 0 | 0 | 0 | 0 | 0 | 0 | 0 | 0 | 0 | 0 | 0 | 0 | 0 | 0 | 0 | 0 | 0 | 0 | 0 | 0 | 0 | 0 | 0 | 0 | 0 | 0 | 0 | 0 | 0 | 0 | 0 | 0 | 0 | 0 | 0 | 0 | 0 | 0 | 0 | 0 | 0 | 0
| 57582 | 0 | 0 | 0 | 0 | 0 | 0 | 0 | 0 | 0 | 0 | 0 | 0 | 0 | 0 | 0 | 0 | 0 | 0 | 0 | 0.0002 | 0.0002 | 0 | 0 | 0 | 0 | 0 | 0 | 0 | 0 | 0 | 0 | 0 | 0.0002 | 0 | 0 | 0 | 0 | 0 | 0 | 0 | 0 | 0 | 0 | 0 | 0.0002 | 0 | 0 | 0 | 0 | 0.0004 | 0.0002 | 0.0002 | 0 | 0.0004 | 0.0002
| 57788 | 0 | 0 | 0 | 0 | 0 | 0 | 0 | 0 | 0 | 0 | 0 | 0 | 0 | 0 | 0 | 0 | 0 | 0 | 0 | 0 | 0 | 0 | 0 | 0 | 0 | 0 | 0 | 0 | 0 | 0 | 0 | 0 | 0 | 0 | 0 | 0 | 0 | 0 | 0 | 0 | 0 | 0 | 0 | 0 | 0 | 0 | 0 | 0 | 0 | 0 | 0 | 0 | 0 | 0 | 0
| 57839 | 15579.73 | 13682.43 | 8559.07 | 5874.51 | 8295.87 | 15682.3 | 10335.8 | 19865.4 | 21148.9 | 6318.9 | 7684 | 22064.19 | 12518.83 | 13742.49 | 12597.6 | 9540.06 | 12114.96 | 20754.3 | 18290.2 | 24162.1 | 23820.3 | 12412.6 | 13911.9 | 14417.6 | 17028.83 | 19185.55 | 14261.1 | 6279.44 | 10363.27 | 19048.6 | 13610.8 | 18018.2 | 19677.7 | 8629.5 | 12761.8 | 12808.6 | 14684.5 | 12514.88 | 18023.5 | 10925.4 | 14712.9 | 24585.6 | 21140.8 | 25493.6 | 25487.4 | 13471.4 | 23329.59 | 16379.3 | 155091.1 | 188282.94 | 171673.39 | 220748.87 | 163613.43 | 194887.19 | 175416.38
| 57843 | 0 | 0 | 0 | 0 | 0 | 0 | 0 | 0 | 0.0001 | 0 | 0 | 0 | 0 | 0 | 0 | 0 | 0 | 0 | 0 | 0 | 0 | 0 | 0 | 0 | 0 | 0 | 0 | 0 | 0 | 0 | 0 | 0 | 0 | 0 | 0 | 0 | 0 | 0 | 0 | 0 | 0 | 0 | 0 | 0 | 0 | 0 | 0 | 0 | 0.0001 | 0 | 0 | 0 | 0.0001 | 0 | 0
| 57845 | 0 | 0 | 0 | 0.0002 | 0 | 0 | 0 | 0 | 0.0001 | 0 | 0.0001 | 0 | 0 | 0 | 0 | 0 | 0.0001 | 0 | 0 | 0 | 0 | 0 | 0.0001 | 0 | 0 | 0 | 0 | 0 | 0 | 0 | 0 | 0 | 0 | 0 | 0 | 0 | 0 | 0 | 0 | 0 | 0 | 0 | 0 | 0 | 0 | 0 | 0 | 0 | 0.0004 | 0.0002 | 0 | 0 | 0.0003 | 0.0001 | 0
| 57846 | 0 | 0 | 0 | 0 | 0 | 0 | 0 | 0 | 0 | 0 | 0 | 0 | 0 | 0 | 0 | 0 | 0 | 0 | 0 | 0 | 0 | 0 | 0 | 0 | 0 | 0 | 0 | 0 | 0 | 0 | 0 | 0 | 0 | 0 | 0 | 0 | 0 | 0 | 0 | 0 | 0 | 0 | 0 | 0 | 0 | 0 | 0 | 0 | 0 | 0 | 0 | 0 | 0 | 0 | 0
| 57847 | 0 | 0 | 0 | 0 | 0 | 0 | 0 | 0 | 0.0005 | 0 | 0 | 0 | 0 | 0 | 0 | 0 | 0 | 0 | 0 | 0 | 0 | 0 | 0 | 0 | 0 | 0 | 0 | 0 | 0 | 0 | 0 | 0 | 0 | 0 | 0 | 0 | 0 | 0 | 0 | 0 | 0 | 0 | 0 | 0 | 0 | 0 | 0 | 0 | 0.0005 | 0 | 0 | 0 | 0.0005 | 0 | 0
| 57848 | 0 | 0 | 0 | 0 | 0 | 0.0001 | 0.0001 | 0 | 0.0002 | 0 | 0 | 0 | 0 | 0 | 0 | 0 | 0 | 0.0001 | 0.0001 | 0 | 0.0001 | 0 | 0 | 0 | 0 | 0 | 0 | 0 | 0 | 0.0001 | 0.0001 | 0 | 0.0001 | 0 | 0 | 0 | 0 | 0 | 0 | 0 | 0 | 0 | 0.0001 | 0 | 0.0001 | 0 | 0 | 0 | 0.0004 | 0.0003 | 0.0003 | 0.0002 | 0.0004 | 0.0003 | 0.0003
| 58051 | 0 | 0 | 0 | 0 | 0 | 0 | 0 | 0 | 0 | 0 | 0 | 0 | 0 | 0 | 0 | 0 | 0 | 0 | 0 | 0 | 0 | 0 | 0 | 0 | 0 | 0 | 0 | 0 | 0 | 0 | 0 | 0 | 0 | 0 | 0 | 0 | 0 | 0 | 0 | 0 | 0 | 0 | 3.1681 | 3.1862 | 0 | 0 | 0 | 0 | 0 | 0 | 0 | 6.3543 | 0 | 0 | 0
| 58079 | 4380.22 | 2283.14 | 19506.12 | 8491.16 | 17488.47 | 20213.4 | 16090.6 | 22534.1 | 26523.18 | 25127.97 | 32245.24 | 27433.55 | 19165.61 | 16858.48 | 21402.4 | 11559.63 | 25798.15 | 24002.5 | 20414.5 | 27204.9 | 29373.07 | 19342.6 | 35621.29 | 40625.41 | 10769.13 | 15420.9 | 27831.99 | 9152.21 | 19746.2 | 21686.6 | 19029.3 | 20958.8 | 23293.53 | 17219.39 | 31702.52 | 25129.7 | 14142.23 | 12348.15 | 26907.5 | 12740.4 | 20439.3 | 29506.9 | 22774.2 | 24202.3 | 38444.03 | 23417.5 | 33848.15 | 28453.8 | 222317.15 | 291368.54 | 241940.27 | 287224.46 | 264952.31 | 279504.7 | 245597.42
| 58110 | 9.4041 | 0 | 0 | 0 | 0 | 0 | 43.5611 | 21.1919 | 0 | 0 | 0 | 0 | 0 | 0 | 0 | 0 | 0 | 0 | 116.5554 | 57.689 | 0 | 0 | 0 | 0 | 24.699 | 0 | 0 | 0 | 0 | 0 | 87.1222 | 91.154 | 2.3423 | 0 | 0 | 0 | 0 | 0 | 0 | 0 | 0 | 1.1769 | 113.0234 | 93.0088 | 2.3313 | 0 | 0 | 0 | 74.1571 | 174.2444 | 205.3175 | 209.5405 | 64.753 | 198.9434 | 180.6185
| 58165 | 0 | 0 | 0 | 0 | 0 | 0 | 0 | 0 | 0 | 0 | 0 | 0 | 0 | 0 | 0 | 0 | 0 | 0 | 0 | 0 | 0 | 0 | 0 | 0 | 0 | 0 | 0 | 0 | 0 | 0 | 0 | 0.001 | 0 | 0 | 0 | 0 | 0 | 0 | 0 | 0 | 0 | 0 | 0 | 0.001 | 0 | 0 | 0 | 0 | 0 | 0 | 0.001 | 0.001 | 0 | 0 | 0.001
| 58172 | 0 | 0 | 0 | 0 | 0 | 0 | 0 | 0 | 0 | 0 | 0 | 0 | 0 | 0 | 0 | 0 | 0 | 0 | 0 | 0 | 0 | 0 | 0 | 0 | 0 | 0 | 0 | 0 | 0 | 0 | 0 | 0 | 0 | 0 | 0 | 0 | 0 | 0 | 0 | 0 | 0 | 0 | 0 | 0 | 0 | 0 | 0 | 0 | 0 | 0 | 0 | 0 | 0 | 0 | 0
| 58207 | 0 | 0 | 0 | 0 | 0 | 0 | 0 | 0 | 0 | 0 | 0 | 0 | 0 | 0 | 0 | 0 | 0 | 0 | 0 | 0 | 0 | 0 | 0 | 0 | 0 | 0 | 0 | 0 | 0 | 0 | 0 | 0 | 0 | -0.0005 | 0 | 0 | 0 | 0 | 0 | 0 | 0 | 0 | 0 | 0 | -0.004 | 0 | 0 | 0 | 0 | 0 | -0.0005 | -0.004 | 0 | 0 | -0.0005
| 58208 | 0 | 0 | 0 | 0 | 0 | 0 | 0 | 0 | 0 | 0 | 0 | 0 | 0 | 0 | 0 | 0 | 0 | 0 | 0 | 0 | 0.0006 | 0 | 0 | 0 | 0 | 0 | 0 | 0 | 0 | 0 | 0 | 0 | 0.0006 | 0 | 0 | 0 | 0 | 0 | 0 | 0 | 0 | 0 | 0 | 0 | 0 | 0 | 0 | 0 | 0 | 0.0006 | 0.0006 | 0 | 0 | 0.0006 | 0.0006
| 58235 | 490.434 | 0 | 0 | 0 | 60.0619 | 0 | 2704.8466 | 1072.9945 | 0 | 0 | 0 | 0 | 0 | 0 | 0 | 0 | 60.7607 | 830.6785 | 4563.855 | 2598.4315 | 0 | 0 | 0 | 0 | 665.5796 | 0 | 0 | 0 | 0 | 376.7474 | 4355.596 | 3660.871 | 197.2196 | 0 | 0 | 0 | 25.099 | 0 | 0 | 21.1271 | 0 | 621.1606 | 4565.593 | 3692.531 | 256.2203 | 0 | 0 | 0 | 4328.337 | 8053.7257 | 9256.0136 | 9181.731 | 3838.6018 | 8658.5446 | 8636.6601
| 58246 | 0 | 0 | 0 | 0 | 0 | 0 | 0 | 0 | 0 | 0 | 0 | 0 | 0 | 0 | 0 | 0 | 0 | 0 | 0 | 0 | 0 | 0 | 0 | 0 | 0 | 0 | 0 | 0 | 0 | 0 | 0 | 0 | 0 | 0 | 0 | 0 | 0 | 0 | 0 | 0 | 0 | 0 | 0 | 0 | 0 | 0 | 0 | 0 | 0 | 0 | 0 | 0 | 0 | 0 | 0
| 58250 | 0 | 0 | 0 | 0 | 0 | 0 | 0 | 0 | 0.0001 | 0 | 0 | 0 | 0 | 0 | 0 | 0 | 0 | 0 | 0 | 0 | 0 | 0 | 0 | 0 | 0 | 0 | 0 | 0 | 0 | 0 | 0 | 0 | 0 | 0 | 0 | 0 | 0 | 0 | 0 | 0 | 0 | 0 | 0 | 0 | 0 | 0 | 0 | 0 | 0.0001 | 0 | 0 | 0 | 0.0001 | 0 | 0
| 58252 | 0 | 0 | 0 | 0 | 0 | 0 | 0 | 0 | 0 | 0 | 0 | 0 | 0 | 0 | 0 | 0 | 0 | 0 | 0 | 0 | 0 | 0 | 0 | 0 | 0 | 0 | 0 | 0 | 0 | 0 | 0 | 0 | 0 | 0 | 0 | 0 | 0 | 0 | 0 | 0 | 0 | 0 | 0 | 0 | 0 | 0 | 0 | 0 | 0 | 0 | 0 | 0 | 0 | 0 | 0
| 58326 | 0 | 0 | 0 | 0 | 0.0004 | 0 | 0 | 0 | 0 | 0 | 0 | 0 | 0 | 0 | 0 | 0 | 0 | 0 | 0 | 0 | 0 | 0 | 0 | 0 | 0 | 0 | 0 | 0 | 0 | 0 | 0 | 0 | 0 | 0 | 0 | 0 | 0 | 0 | 0 | 0 | 0 | 0 | 0 | 0 | 0 | 0 | 0 | 0 | 0.0004 | 0 | 0 | 0 | 0 | 0 | 0
| 58420 | 689.8 | 1169.4 | 1781.48 | 3235.66 | 4278.14 | 3512.9 | 4282.5 | 5368.9 | 5566.91 | 2291.44 | 2065.9 | 700.4 | 4595.6 | 2215.1 | 1885.54 | 1903.19 | 4259.2 | 4401.2 | 4385.2 | 3651.3 | 4511.63 | 2348.18 | 1938.33 | 2392.2 | 1131.6 | -353.2 | -45.13 | 2203.21 | 2835.5 | 3073.59 | 3973.8 | 2846 | 2546.94 | 4223.97 | 1516.52 | 2575.7 | 2415.9 | 2447.7 | 1360.68 | 3361.67 | 4030.62 | 4942.9 | 3635.2 | 5318.3 | 5416.54 | 2757.61 | 1113.35 | 2670.2 | 34943.43 | 38486.67 | 26528.5 | 39470.67 | 38647.58 | 29400.02 | 34373.09
| 58426 | 8855.59 | 9451.66 | 10419.76 | 6398.33 | 8600.93 | 6610.41 | 7355.04 | 5569.96 | 9535.74 | 12177.87 | 12874.66 | 17680.91 | 14303.95 | 10114.61 | 5773.26 | 3546.39 | 6769.06 | 10452.72 | 8670.6 | 9787.85 | 8885.87 | 9728.14 | 10801.49 | 21113.8 | 9073.08 | 13476.78 | 8969.88 | 8082.75 | 8878.56 | 8094.82 | 8095.6 | 7807.7 | 6578.71 | 7179.97 | 7804.71 | 15072.5 | 7509.5 | 4753.69 | 6669.15 | 10474.27 | 10082.79 | 9906.82 | 5835 | 8264.1 | 9600.3 | 10214.12 | 10793.67 | 15168.65 | 115530.86 | 119947.74 | 109115.06 | 109272.06 | 112311.86 | 127921.52 | 100123.41
| 58433 | 81.3619 | 0 | 0 | 0 | 0 | 0 | 364.3944 | 182.1471 | 0 | 0 | 0 | 0 | 69.0388 | 15.1994 | 0 | 0 | 0 | 0 | 977.5212 | 485.9431 | 0 | 0 | 0 | 0 | 328.4644 | 204.6669 | 0 | 0 | 0 | 0 | 733.3392 | 770.6155 | 13.6159 | 0 | 0 | 0 | 39.6031 | 41.5606 | 0 | 0 | 0 | 20.8489 | 961.6511 | 748.6473 | 22.9689 | 0 | 0 | 0 | 627.9035 | 1547.7026 | 2050.7019 | 1835.2799 | 630.7798 | 1996.5956 | 1598.7344
| 58442 | 0 | 0 | 0 | 0 | 0 | 0 | 0.001 | 0 | 0 | 0 | 0 | 0 | 0 | 0 | 0 | 0 | 0 | 0 | 0.001 | 0 | 0 | 0 | 0 | 0 | 0 | 0 | 0 | 0 | 0 | 0 | 0.001 | 0 | 0 | 0 | 0 | 0 | 0 | 0 | 0 | 0 | 0 | 0 | 0.001 | 0 | 0 | 0 | 0 | 0 | 0.001 | 0.001 | 0.001 | 0.001 | 0.001 | 0.001 | 0.001
| 58476 | 0 | 0 | 0 | 0 | 0 | 0 | 0 | 0 | 0 | 0 | 0 | 0 | 0 | 0 | 0 | 0 | 0 | 0 | 0 | 0 | 0 | 0 | 0 | 0 | 0 | 0 | 0 | 0 | 0 | 0 | 0 | 0 | 0 | 0 | 0 | 0 | 0 | 0 | 0 | 0 | 0 | 0 | 0 | 0 | 0 | 0 | 0 | 0 | 0 | 0 | 0 | 0 | 0 | 0 | 0
| 58497 | 0 | 0 | 0 | 0 | 0 | 0.0002 | 0 | 0 | 0.0002 | 0 | 0 | 0 | 0 | 0 | 0 | 0 | 0 | 0 | 0 | 0 | 0 | 0 | 0 | 0 | 0 | 0 | 0 | 0 | 0 | 0.0002 | 0 | 0 | 0 | 0 | 0 | 0 | 0 | 0 | 0 | 0 | 0 | 0 | 0 | 0 | 0 | 0 | 0 | 0 | 0.0004 | 0 | 0.0002 | 0 | 0.0004 | 0 | 0.0002
| 58584 | 0 | 0 | 0 | 0 | 0 | 0 | 0.001 | 0 | 0 | 0 | 0 | 0 | 0 | 0 | 0 | 0 | 0 | 0 | 0.001 | 0 | 0 | 0 | 0 | 0 | 0 | 0 | 0 | 0 | 0 | 0 | 0.001 | 0 | 0 | 0 | 0 | 0 | 0 | 0 | 0 | 0 | 0 | 0 | 0.001 | 0 | 0 | 0 | 0 | 0 | 0.001 | 0.001 | 0.001 | 0.001 | 0.001 | 0.001 | 0.001
| 58714 | 36.7629 | 24.4906 | 0 | 0 | 60.0769 | 428.6469 | 360.3603 | 500.0794 | 0 | 12.0296 | 0 | 0 | 0 | -12.2496 | 36.2203 | 47.719 | 96.345 | 535.7824 | 540.5017 | 353.006 | 85.3869 | 206.3752 | 24.2434 | 22.5414 | 36.7659 | -5.7335 | 0 | 95.1725 | 95.7023 | 208.3475 | 371.7521 | 232.5825 | 24.1148 | 185.5496 | 24.2279 | 49.0162 | -24.5133 | 12.2475 | 108.6793 | 242.809 | 203.702 | 171.5915 | 318.686 | 208.372 | 12.239 | 144.475 | 48.4617 | 122.5275 | 1422.4466 | 1935.8717 | 1317.4979 | 1569.2771 | 1469.1508 | 1989.7443 | 1638.5151
| 58715 | 57.6279 | 46.1746 | 0 | 0 | 0 | 0 | 390.7804 | 185.4529 | 0 | 0 | 0 | 0 | 35.0253 | 57.7385 | 0 | 0 | 0 | 0 | 112.6895 | 72.1206 | 0 | 0 | 0 | 0 | 105.0687 | 0 | 0 | 0 | 0 | 0 | 20.489 | -0.317 | 0 | 0 | 0 | 0 | -58.378 | 57.7286 | 0 | 0 | 0 | 10.3609 | 34.4296 | 0 | -10.448 | 0 | 0 | 0 | 680.0358 | 277.5739 | 125.2407 | 33.6931 | 668.9971 | 289.8788 | 19.5226
| 58811 | 83.7598 | 57.7183 | 0 | 0 | 0 | 10.3614 | 382.4081 | 133.9384 | 0 | 0 | 0 | 0 | 0 | 0 | 0 | 0 | 0 | 10.3614 | 286.8392 | 82.4237 | 0 | 0 | 0 | 0 | 81.7201 | 11.5492 | 0 | 0 | 0 | 20.7203 | 51.223 | 56.1306 | 10.4554 | 0 | 0 | 0 | -70.0535 | -11.5457 | 0 | 0 | 0 | -10.3609 | 92.2005 | 1.3881 | 0 | 0 | 0 | 0 | 668.1859 | 379.6243 | 231.7986 | 1.6284 | 526.7079 | 472.8936 | 56.93
| 58813 | 20.3893 | 26.2193 | 0 | 0 | 13.467 | 97.4978 | 408.8612 | 203.9252 | 0 | 0 | 0 | 0 | 0 | 0 | 0 | 0 | 20.2472 | 266.2957 | 375.6202 | 256.229 | 6.7576 | 6.8781 | 0 | 0 | 41.668 | 3.7474 | 0 | 0 | 26.8162 | 106.7949 | 236.0095 | 137.0643 | 20.355 | 34.5343 | 0 | 0 | -41.6726 | 22.4777 | 21.6388 | 96.3245 | 73.8658 | 50.4274 | 177.1716 | 117.0062 | 0 | 27.6066 | 0 | 7.4958 | 770.3598 | 932.0278 | 606.9896 | 552.3417 | 730.5314 | 984.0122 | 707.3921
| 58818 | 22.7262 | 29.9649 | 0 | 0 | 13.467 | 97.4978 | 392.2408 | 188.9094 | 0 | 0 | 0 | 0 | 30.977 | 11.2408 | 0 | 0 | 20.2472 | 265.5975 | 365.648 | 260.7565 | 6.7576 | 6.8781 | 0 | 0 | 37.88 | 19.0384 | 0 | 0 | 26.8162 | 100.8481 | 272.5743 | 140.4074 | 18.6495 | 34.5343 | 0 | 0 | -76.5273 | 11.2389 | 21.6388 | 96.3245 | 73.8658 | 60.5129 | 161.6256 | 138.961 | 0 | 27.6066 | 0 | 7.4958 | 744.8061 | 968.1027 | 650.7483 | 522.7424 | 741.1129 | 989.3723 | 693.5542
| 58821 | 36.7629 | 24.4906 | 0 | 0 | 60.0769 | 426.8266 | 362.0186 | 502.543 | 0 | 12.0296 | 0 | 0 | 0 | -12.2496 | 36.2203 | 47.719 | 96.345 | 532.6661 | 538.1065 | 355.4574 | 85.3869 | 208.7749 | 24.2434 | 22.0323 | 36.7659 | -2.4502 | 0 | 95.1725 | 95.7023 | 208.3475 | 369.9087 | 240.8034 | 22.0455 | 184.8196 | 24.2279 | 49.0162 | -25.3065 | 12.2475 | 108.6793 | 240.8946 | 203.702 | 171.5915 | 318.686 | 208.372 | 12.239 | 144.475 | 48.4617 | 122.5275 | 1424.7482 | 1934.7022 | 1324.3594 | 1566.5696 | 1471.4523 | 1991.8581 | 1639.3858
| 58897 | 0 | 0 | 0 | 0 | 0 | 0 | 0 | 0 | 0 | 0 | 0 | 0 | 0 | 0 | 0 | 0 | 0 | 0 | 0 | 0 | 0 | 0 | 0 | 0 | 0 | 0 | 0 | 0 | 0 | 0 | 0 | 0 | 0 | 0 | 0 | 0 | 0 | 0 | 0 | 0 | 0 | 0 | 0 | 0 | 0 | 0 | 0 | 0 | 0 | 0 | 0 | 0 | 0 | 0 | 0
| 58947 | 0 | 0 | 0 | 0 | 0 | 0 | 0 | 0 | 0 | 0 | 0 | 0 | 0 | 0 | 0 | 0 | 0 | 0 | 0.001 | 0 | 0 | 0 | 0 | 0 | 0 | 0 | 0 | 0 | 0 | 0 | 0.001 | 0 | 0 | 0 | 0 | 0 | 0 | 0 | 0 | 0 | 0 | 0 | 0.001 | 0 | 0 | 0 | 0 | 0 | 0 | 0.001 | 0.001 | 0.001 | 0 | 0.001 | 0.001
| 59012 | 0 | 0 | 0 | 0 | 0 | 0 | 0 | 0 | 0 | 0 | 0 | 0 | 0 | 0 | 0 | 0 | 0 | 0 | 0 | 0 | 0 | 0 | 0 | 0 | 0 | 0 | 0 | 0 | 0 | 0 | 0 | 0 | 0 | 0 | 0 | 0 | 0 | 0 | 0 | 0 | 0 | 0 | 0 | 0 | 0 | 0 | 0 | 0 | 0 | 0 | 0 | 0 | 0 | 0 | 0
| 59026 | 0 | 0 | 0 | 0 | 0 | 0 | 0 | 0 | 0 | 0.0002 | 0 | 0 | 0 | 0 | 0 | 0 | 0 | 0 | 0 | 0 | 0 | 0 | 0 | 0 | 0 | 0 | 0 | 0 | 0 | 0 | 0 | 0 | 0 | 0 | 0 | 0 | 0 | 0 | 0 | 0 | 0 | 0 | 0 | 0 | 0 | 0 | 0 | 0 | 0.0002 | 0 | 0 | 0 | 0.0002 | 0 | 0
| 59055 | 0 | 0 | 0 | 0 | 0 | 0 | 0 | 0 | 0 | 0 | 0 | 0 | 0 | 0 | 0 | 0 | 0 | 0 | 0 | 0 | 0 | 0 | 0 | 0 | 0 | 0 | 0 | 0 | 0 | 0 | 0 | 0 | 0 | 0 | 0 | 0 | 0 | 0 | 0 | 0 | 0 | 0 | 0 | 0 | 0 | 0 | 0 | 0 | 0 | 0 | 0 | 0 | 0 | 0 | 0
| 59056 | 25.0046 | 0 | 0 | 0 | 0 | 0 | 99.9702 | 81.285 | 0 | 0 | 0 | 0 | 0 | 0 | 0 | 0 | 0 | 67.0341 | 251.4696 | 199.935 | 0 | 0 | 0 | 0 | 4.1678 | 0 | 0 | 0 | 0 | 37.2369 | 240.2527 | 227.6194 | 20.7505 | 0 | 0 | 0 | 0 | 0 | 0 | 0 | 0 | 62.077 | 275.7136 | 216.1976 | 33.6839 | 0 | 0 | 0 | 206.2598 | 518.4387 | 530.0272 | 587.6721 | 181.2552 | 522.6065 | 525.8594
| 59073 | 2118.23 | 2324.64 | 1205.94 | 1047 | 827.23 | 434.12 | 1368.63 | 1087.26 | 807.93 | 466.12 | 709.49 | 2731.84 | 2469.13 | 2858.79 | 1179.25 | 751.92 | 514.12 | 283.64 | 991.23 | 375.86 | 370.73 | 531.77 | -79.99 | 519.86 | 1576.69 | 1138 | 732.44 | 222.29 | 371.57 | 485.72 | 433.7 | 525.1 | 136.52 | 408.53 | 235.01 | 691.6 | 1447.23 | 2114.46 | 545.31 | 99.55 | 428.73 | 127.29 | 289.14 | 232.07 | -375.12 | 157.1 | 65.02 | 433.85 | 15128.43 | 10766.31 | 6957.17 | 5564.63 | 15378.6 | 7034.09 | 7551.46
| 59116 | 0 | 0 | 0 | 0 | 0 | 0.0002 | 0 | 0 | 0.0001 | 0 | 0 | 0 | 0 | 0 | 0 | 0 | 0 | 0.0001 | 0 | 0 | 0.0001 | 0 | 0 | 0 | 0 | 0 | 0 | 0 | 0 | 0.0001 | 0 | 0 | 0.0001 | 0 | 0 | 0 | 0 | 0 | 0 | 0 | 0 | 0.0001 | 0 | 0 | 0.0001 | 0 | 0 | 0 | 0.0003 | 0.0002 | 0.0002 | 0.0002 | 0.0003 | 0.0002 | 0.0002
| 59220 | 11034.2 | 9700.75 | 8148.4 | 8208.1 | 24652.4 | 61413.4 | 32156.4 | 62546.7 | 67072.6 | 32327.8 | 15139.1 | 20169.3 | 8300.2 | 3889.9 | 16489.7 | 19297.3 | 52145.7 | 72145.3 | 56195.3 | 80159.2 | 72187.61 | 43313.1 | 29712.6 | 18167.2 | 352.6 | -7350.5 | 16058.8 | 10745.7 | 26082.7 | 79230.2 | 56776.4 | 81777.9 | 75145.1 | 43624.3 | 32736.9 | 29723.9 | 10861.9 | 12005.3 | 38419.4 | 29512.1 | 42892.3 | 84481.8 | 81381.7 | 97629.2 | 86898.4 | 56630 | 50720 | 41983.3 | 352569.15 | 472003.11 | 444904 | 633415.4 | 390948.1 | 417769.61 | 532705.7
| 59783 | 0 | 0 | 0 | 0 | 0 | 0 | 0 | 0 | 0.0002 | 0 | 0 | 0 | 0 | 0 | 0 | 0 | 0 | 0 | 0 | 0 | 0.0002 | 0 | 0 | 0 | 0 | 0 | 0 | 0 | 0 | 0 | 0 | 0 | 0.0002 | 0 | 0 | 0 | 0 | 0 | 0 | 0 | 0 | 0 | 0 | 0 | 0 | 0 | 0 | 0 | 0.0002 | 0.0002 | 0.0002 | 0 | 0.0002 | 0.0002 | 0.0002
| 59906 | 10483.3 | 9770.5 | 4802.1 | 7587.52 | 8953.64 | 13202.2 | 11192.5 | 11437.3 | 18164.2 | 7251.6 | 7210.2 | 10930 | 7510 | 2688.8 | 2813.8 | 4535.29 | 9628.78 | 13522.8 | 9854.3 | 10493.7 | 18639.5 | 4744.9 | 4393.4 | 8863.5 | 9008.5 | 4984.6 | 1699.8 | 8209.01 | 7617.85 | 14794.3 | 8092.7 | 6930.2 | 18418.9 | 5636.9 | 2800.4 | 5681.3 | 5141 | 3492.3 | 2321.1 | 11455.25 | 7327.45 | 15494.3 | 6630.9 | 6563.2 | 16631.8 | 5206.1 | 3393.6 | 4750.3 | 120985.06 | 97688.77 | 93874.46 | 88407.3 | 106564.67 | 102031.86 | 92091.8
| 60234 | 0 | 0 | 0 | 0 | 0 | 0 | 5.4513 | 5.4825 | 0 | 0 | 0 | 0 | 0 | 0 | 0 | 0 | 0 | 0 | 122.6541 | 54.8253 | 0 | 0 | 0 | 0 | 30.9219 | 0 | 0 | 0 | 0 | 0 | 148.5477 | 113.7625 | 0 | 0 | 0 | 0 | 0 | 0 | 0 | 0 | 0 | 0 | 201.6978 | 101.4268 | 0 | 0 | 0 | 0 | 10.9338 | 177.4794 | 293.2321 | 303.1245 | 10.9338 | 208.4013 | 262.3102
| 60235 | 0 | 0 | 0 | 0 | 0 | 0 | 5.4513 | 5.4825 | 0 | 0 | 0 | 0 | 0 | 0 | 0 | 0 | 0 | 0 | 125.3797 | 54.8253 | 0 | 0 | 0 | 0 | 30.9219 | 0 | 0 | 0 | 0 | 0 | 149.9105 | 114.189 | 0 | 0 | 0 | 0 | 0 | 0 | 0 | 0 | 0 | 0 | 204.4234 | 101.4268 | 0 | 0 | 0 | 0 | 10.9338 | 180.205 | 295.0214 | 305.8502 | 10.9338 | 211.1269 | 264.0995
| 60236 | 0 | 0 | 0 | 0 | 0 | 0 | 5.4513 | 5.4825 | 0 | 0 | 0 | 0 | 0 | 0 | 0 | 0 | 0 | 0 | 119.9284 | 54.8253 | 0 | 0 | 0 | 0 | 30.9219 | 0 | 0 | 0 | 0 | 0 | 147.1849 | 111.7538 | 0 | 0 | 0 | 0 | 0 | 0 | 0 | 0 | 0 | 0 | 198.9722 | 101.4268 | 0 | 0 | 0 | 0 | 10.9338 | 174.7537 | 289.8606 | 300.3989 | 10.9338 | 205.6756 | 258.9386
| 60302 | 5277.53 | 5954.04 | 3864 | 2571.8 | 2169.5 | 2369.6 | 6024 | 4448.4 | 2119 | 3394.5 | 1953.7 | 10877.7 | 13363.2 | 8018.17 | 3888.1 | 3108.6 | 2104.7 | 1771.1 | 4424.5 | 1749 | 1453.2 | 3337.9 | 1622.3 | 3756.2 | 6394.7 | 4311.6 | 1704.2 | 1694.5 | 773.3 | 1036.3 | 1539.5 | 1816.8 | 1604.9 | 1564.9 | 2191.6 | 2442.5 | 7989.4 | 8151.3 | 3156.5 | 1294.1 | 1164.8 | 793.3 | 993.3 | 448.1 | -375.8 | 2432.6 | 147.7 | 1327.5 | 51023.77 | 48596.97 | 27074.8 | 27522.8 | 61669.67 | 32992.5 | 33952.6
| 60357 | 19689.5 | 15806.8 | 22125.1 | 10388.4 | 13407 | 14573.9 | 11605.7 | 10496.7 | 22205.1 | 24692.7 | 22716.3 | 31282.5 | 17340.1 | 8814.5 | 9616.1 | 6942.8 | 13141.1 | 15662.3 | 11503.4 | 17612.9 | 18119.4 | 17405.5 | 19294 | 36075.2 | 15853.1 | 12178.2 | 12904 | 9027.9 | 16377 | 16014.3 | 9292.3 | 11811.6 | 14500.2 | 11409 | 13878.2 | 19512.7 | 10614.4 | 4810 | 14255.5 | 13937.2 | 18230.3 | 18265.7 | 9916.6 | 10044.5 | 16730.3 | 17737.3 | 25754.8 | 18955.1 | 218989.7 | 191527.3 | 162758.5 | 179251.7 | 193427.5 | 202012.9 | 158265.7
| 60368 | 14467.6 | 13717 | 19721.5 | 13188.8 | 15857.1 | 13280.4 | 11560.2 | 12216.8 | 18703.6 | 22759.6 | 21708 | 30953.3 | 17489.1 | 11779.4 | 9179.5 | 8324.8 | 10891.2 | 15887.9 | 9050.3 | 14290.7 | 15086 | 19932.5 | 18024.8 | 28982.1 | 16980.5 | 18012.9 | 13418 | 15053 | 15431.6 | 13522.2 | 7931.3 | 10457 | 9718.4 | 10972.4 | 11939.7 | 24300.3 | 12637.7 | 8101.1 | 11199.6 | 12812.4 | 17189.5 | 13900.3 | 5452.5 | 11794.5 | 15535.4 | 19013.6 | 16437.8 | 22220.8 | 208133.9 | 178918.3 | 167737.3 | 166295.2 | 188845.9 | 200150.3 | 150781.6
| 60388 | 0 | 0 | 0 | 0 | 0 | 0.0001 | 0 | 0 | 0 | 0 | 0 | 0 | 0 | 0 | 0 | 0 | 0 | 0 | 0 | 0 | 0.0001 | 0 | 0 | 0 | 0 | 0 | 0 | 0 | 0 | 0 | 0 | 0 | 0.0001 | 0 | 0 | 0 | 0 | 0 | 0 | 0 | 0 | 0 | 0 | 0 | 0 | 0 | 0 | 0 | 0.0001 | 0.0001 | 0.0001 | 0 | 0.0001 | 0.0001 | 0.0001
| 60589 | 5692.8 | 3424.2 | 4135.2 | 4986.3 | 6592.7 | 12753.3 | 2738.8 | 1707.9 | 8890.5 | 4193.2 | 2872.5 | 7882.1 | 4353.2 | 4078.5 | 4018.8 | 3801 | 6680.9 | 7901 | 3479.7 | 1365.2 | 6662.4 | 1142.9 | 3847.3 | 7334.5 | 4704.5 | 2593.1 | 1307.5 | 1415.3 | 3727.3 | 9835.3 | 1926.4 | 494.3 | 9237.6 | 1031.8 | 716.1 | 2668.9 | 1779.5 | 3179.8 | 713.4 | 186.1 | 1951.2 | 4680.3 | 822 | 343 | 6231.2 | 517.6 | 661.6 | 1569.9 | 65869.5 | 54665.4 | 39658.1 | 22635.6 | 63970.7 | 45480.7 | 33720.4
| 60933 | 19.2727 | 0 | 0 | 0 | 24.0908 | 104.3936 | 112.424 | 133.3026 | 0 | 3.2121 | 1.6061 | 0 | 0 | 0 | 0 | 4.8182 | 30.5151 | 118.8481 | 120.4542 | 115.085 | 16.87 | 64.2422 | 3.2121 | 4.8182 | 20.8787 | 0 | 0 | 27.3029 | 52.9998 | 94.7573 | 181.4842 | 131.6966 | 14.4545 | 43.3635 | 3.2121 | 14.4545 | 4.8182 | 3.2121 | 19.2727 | 94.7573 | 69.0604 | 89.9391 | 165.4238 | 94.7572 | 4.4943 | 22.4848 | 0 | 40.1514 | 398.3019 | 478.863 | 584.6042 | 608.3711 | 390.2716 | 544.7113 | 674.5433
| 61035 | 8369.71 | 8344.24 | 7931.29 | 4381.91 | 6594.45 | 10580.6 | 5474.2 | 3736.1 | 12947.3 | 4085.5 | 6927.85 | 12162.7 | 15135.8 | 12973.87 | 3076.7 | 3730.8 | 7044.65 | 9289.1 | 4590 | 4078.8 | 11183.8 | 2996.2 | 3917 | 9418.3 | 7110.03 | 8229.81 | 1423 | 4782.1 | 5075.23 | 10452.7 | 4722.5 | 5245.4 | 12347.6 | 3498.7 | 3314.2 | 6550.1 | 6436.3 | 5174.4 | 1382.6 | 4582.62 | 4399.28 | 9689.7 | 4254.3 | 5801.1 | 11310.3 | 2496.1 | 1331.1 | 4728.6 | 91535.85 | 87435.02 | 72751.37 | 61586.4 | 97876.07 | 72093.37 | 68106.4
| 61263 | 36.7629 | 24.4906 | 0 | 0 | 60.0769 | 429 | 360.3603 | 500.0916 | 0 | 12.0296 | 0 | 0 | 0 | -12.2496 | 36.2203 | 47.719 | 96.345 | 532.4743 | 538.6261 | 352.404 | 85.3869 | 208.232 | 24.2434 | 22.0323 | 36.7659 | -7.3507 | 0 | 95.1725 | 95.7023 | 208.3475 | 370.1659 | 230.4346 | 22.0455 | 185.5496 | 24.2279 | 49.0162 | -24.5133 | 12.2475 | 108.6793 | 244.8691 | 203.702 | 171.5915 | 318.686 | 208.372 | 12.239 | 144.475 | 48.4617 | 122.5275 | 1422.812 | 1931.4337 | 1310.0773 | 1571.3373 | 1469.5161 | 1983.6891 | 1634.7719
| 61282 | 0 | 0 | 90.432 | 119.37 | 65.111 | 90.432 | 90.431 | 90.432 | 68.729 | 83.197 | 65.111 | -141.074 | 0 | 0 | 57.876 | 72.346 | 72.345 | 54.259 | 43.407 | 21.703 | 47.024 | 91.976 | 17.515 | -245.975 | 0 | 0 | 0 | 141.074 | -307.469 | -321.938 | -211.555 | -198.951 | -18.0864 | 0 | 0 | 0 | 0 | 0 | 0 | 0 | 0 | 0 | 47.0246 | 21.7037 | 0 | 0 | 0 | 0 | 622.171 | 232.476 | -916.9254 | 68.7283 | 549.825 | -136.486 | -750.5304
| 61286 | -2.4509 | 2.4491 | 0 | 0 | 14.4185 | 210.823 | 421.2 | 273.9421 | 0 | 0 | 0 | 0 | 0 | 0 | 0 | 0 | 36.1294 | 482.122 | 398.9442 | 426.549 | 41.4737 | 59.9928 | 0 | 0 | 53.9234 | 0 | 0 | 9.5172 | 76.5618 | 122.5573 | 338.2974 | 191.2114 | 26.9446 | 31.3266 | 0 | 0 | -77.4835 | 36.7425 | 74.868 | 123.0757 | 103.0492 | 39.3443 | 210.9834 | 146.4156 | 9.7911 | 19.2633 | 0 | 12.2528 | 920.3818 | 1445.211 | 850.3397 | 698.3025 | 942.0945 | 1549.0841 | 970.5892
| 61737 | 43.4471 | 0 | 0 | 0 | 16.3846 | 46.8 | 217.2858 | 217.2859 | 0 | 0 | 0 | 0 | 0 | 0 | 0 | 0 | 22.9914 | 147.0858 | 450.3692 | 392.3544 | 3.3268 | 3.2723 | 0 | 0 | 3.3424 | 0 | 0 | 0 | 32.6258 | 90.2467 | 426.6615 | 408.9428 | 45.1069 | 13.144 | 0 | 0 | 0 | 0 | 0 | 90.8911 | 26.1436 | 125.5596 | 531.3343 | 397.8003 | 76.7715 | 9.8506 | 0 | 0 | 541.2035 | 1019.3999 | 1020.0701 | 1258.3509 | 504.3632 | 1032.3766 | 1101.1366
| 61822 | 0 | 0 | 0 | 0 | 0 | 0 | 0 | 0 | 0 | 0 | 0 | 0 | 0 | 0 | 0 | 0 | 0 | 0 | 0 | 0 | 0 | 0 | 0 | 0 | 0 | 0 | 0 | 0 | 0 | 0 | 0 | 0 | 0 | 0 | 0 | 0 | 0 | 0 | 0 | 0 | 0 | 0 | 0 | 0 | 0 | 0 | 0 | 0 | 0 | 0 | 0 | 0 | 0 | 0 | 0
| 62741 | -1.2254 | 0 | 0 | 0 | 2.4031 | 4.29 | 31.9406 | 23.9015 | 0 | 0 | 0 | 0 | 0 | 0 | 0 | 0 | 4.8173 | 9.1929 | -20.2243 | -7.3543 | 0 | 0.59993 | 0 | 0 | 7.9659 | 0 | 0 | 0 | 7.1777 | 9.1918 | 14.7086 | -1.8386 | -1.2248 | 2.4097 | 0 | 0 | 0 | 0 | 0.60377 | 17.8536 | 6.5904 | 0.61283 | 1.8386 | -3.0643 | -2.4478 | 1.8059 | 0 | 0 | 61.3096 | -12.9685 | 38.3904 | 23.793 | 64.9493 | -2.6422 | 48.2945
| 50060 | 0 | 0 | 0 | 0 | 0 | 0 | 0 | 0 | 0 | 0 | 0 | 0 | 0 | 0 | 0 | 0 | 0 | 0 | 0 | 0 | 0 | 0 | 0 | 0 | 0 | 0 | 0 | 0 | 0 | 0 | 0 | 0 | 0 | 0 | 0 | 0 | 0 | 0 | 0 | 0 | 0 | 0 | 0 | 0 | 0 | 0 | 0 | 0 | 0 | 0 | 0 | 0 | 0 | 0 | 0
| 50397 | 0 | 0 | 0 | 0 | 0 | 0 | 0 | 0 | 0 | 0 | 0 | 0 | 0 | 0 | 0 | 0 | 0 | 0 | 0 | 0 | 0 | 0 | 0 | 0 | 0 | 0 | 0 | 0 | 0 | 0 | 0 | 0 | 0 | 0 | 0 | 0 | 0 | 0 | 0 | 0 | 0 | 0 | 0 | 0 | 0 | 0 | 0 | 0 | 0 | 0 | 0 | 0 | 0 | 0 | 0
| 54638 | 0 | 0 | 0 | 0 | 0 | 0 | 0 | 0 | 0 | 0 | 0 | 0 | 0 | 0 | 0 | 0 | 0 | 0 | 0 | 0 | 0 | 0 | 0 | 0 | 0 | 0 | 0 | 0 | 0 | 0 | 0 | 0 | 0 | 0 | 0 | 0 | 0 | 0 | 0 | 0 | 0 | 0 | 0 | 0 | 0 | 0 | 0 | 0 | 0 | 0 | 0 | 0 | 0 | 0 | 0
| 57407 | 0 | 0 | 0 | 0 | 0 | 0 | 0 | 0 | 0 | 0 | 0 | 0 | 0 | 0 | 0 | 0 | 0 | 0 | 0 | 0 | 0 | 0 | 0 | 0 | 0 | 0 | 0 | 0 | 0 | 0 | 0 | 0 | 0 | 0 | 0 | 0 | 0 | 0 | 0 | 0 | 0 | 0 | 0 | 0 | 0 | 0 | 0 | 0 | 0 | 0 | 0 | 0 | 0 | 0 | 0
| 58565 | 0 | 0 | 0 | 0 | 0 | 0 | 0 | 0 | 0 | 0 | 0 | 0 | 0 | 0 | 0 | 0 | 0 | 0 | 0 | 0 | 0 | 0 | 0 | 0 | 0 | 0 | 0 | 0 | 0 | 0 | 0 | 0 | 0 | 0 | 0 | 0 | 0 | 0 | 0 | 0 | 0 | 0 | 0 | 0 | 0 | 0 | 0 | 0 | 0 | 0 | 0 | 0 | 0 | 0 | 0
| Emissions by State: PJM and New York | [48 empty] | Calendar Total Emissions |  |  |  | Delivery Year Total Emissions
| short tons | [48 empty] | short tons |  |  |  | short tons
| State | [48 empty] | 2022 | 2023 | 2024 | 2025 | 2022/23 | 2023/24 | 2024/25 | time axis 2022-01-01 to 2025-12-01
| DC | 0 | 0 | 0 | -181.1606 | -19.5849 | -48.9623 | -425.9722 | -538.5854 | -171.368 | -39.1699 | -230.1229 | 0 | 0 | 0 | 0 | -693.3182 | -401.491 | -509.2081 | -1762.6435 | -1880.1535 | -473.1497 | -1385.6335 | -401.491 | 0 | 0 | 0 | 0 | 0 | -0.00048828 | 0 | -14.6887 | 19.5844 | 0 | 0 | 0 | 0 | 0 | 0 | 0 | 0 | 0 | -0.00048828 | -29.3779 | -34.2736 | -4.8962 | 0 | 0 | 0 | -1654.9262 | -7507.0886 | 4.8952 | -68.5482 | -2548.99 | -6412.2798 | 4.8957
| DE | 30906.9424 | 23879.3711 | 18353.836 | 43047.3477 | 49678.8224 | 52267.8307 | 79045.3044 | 79305.577 | 50024.3531 | 45000.7979 | 27267.2388 | 23978.5119 | 114762.5822 | 100276.9191 | 30884.7744 | 57942.1172 | 47062.1581 | 60475.4175 | 108178.5795 | 104706.5202 | 46357.0921 | 66096.5256 | 31574.442 | 48150.1254 | 108390.8825 | 118867.8183 | 29216.3776 | 64003.1901 | 53635.6867 | 55641.9433 | 104778.7144 | 105457.9331 | 60654.939 | 46362.0919 | 37758.6568 | 42550.3307 | 92260.2174 | 92562.1028 | 57200.8735 | 79883.0347 | 60780.7849 | 66610.1109 | 117672.5147 | 112614.5503 | 64247.5761 | 64177.6194 | 43400.3867 | 44414.8532 | 522755.9336 | 816467.2534 | 827318.5644 | 895824.6248 | 707818.165 | 839652.6574 | 835891.6226
| IL | 74659.5863 | 72422.9276 | 19944.7159 | 41240.5996 | 21416.1993 | 27445.9258 | 107748.2124 | 134549.578 | 42710.5421 | 11220.6581 | 725.1818 | 3902.2612 | -11584.8271 | 20406.0974 | 3051.466 | 5365.5518 | 18893.0474 | 57838.4183 | 105916.5634 | 118874.1361 | 38923.5717 | 19746.3058 | 5902.3847 | -116.9409 | 381156.1046 | 328112.6065 | 263760.848 | 218398.0635 | 204356.9874 | 314018.4423 | 374701.6083 | 390817.2161 | 342684.8136 | 323120.2215 | 332930.2992 | 397550.0746 | 469179.8809 | 409227.1166 | 350944.9845 | 295574.0303 | 278645.1138 | 339219.7793 | 415172.3746 | 410348.8191 | 363579.317 | 319079.6529 | 367168.2076 | 452644.1092 | 557986.3882 | 383215.7745 | 3871607.2855 | 4470783.3858 | 364433.6951 | 1742869.049 | 4279393.8017
| IN | 128309.6465 | 124532.7952 | 121834.2194 | 38829.2916 | 26273.2416 | -31149.6495 | -51684.5665 | -71400.1051 | 8412.4826 | 26002.2191 | 70346.447 | 113856.3171 | 121186.2246 | 71189.6533 | 37234.3158 | -21154.7298 | -43919.9322 | -68997.9329 | -38434.7492 | -36504.4885 | -12738.6967 | 8028.636 | 16495.751 | 54208.4403 | 35339.7956 | 60707.6792 | 31406.7608 | 30164.7223 | 16969.3757 | 1628.1503 | 21339.6512 | 19240.4698 | 14054.6025 | 8115.1432 | -1781.9288 | -678.8779 | 23380.7254 | 27193.2531 | -12706.5866 | -12546.0295 | -773.8768 | -3422.3045 | 6726.8151 | -6965.5273 | -12843.3106 | -13689.7144 | -14370.3635 | -12875.8291 | 504162.3389 | 86592.4917 | 236505.5439 | -32892.7489 | 228918.6762 | 96645.2936 | 86464.6958
| KY | 156207.6312 | 133925.0011 | 112419.6107 | 135844.4335 | 83250.1388 | 89172.2922 | 120294.1 | 97719.7676 | 100577.3057 | 74570.5159 | 84890.496 | 113269.4382 | 131717.0619 | 96615.5113 | 47680.4093 | 62558.467 | 57405.9397 | 18480.8605 | -16130.1382 | -26462.2277 | -26046.8582 | -33883.8951 | -50720.8092 | 41829.2627 | 58045.7561 | 53116.0474 | 21307.3499 | 2076.0946 | 2663.0833 | -17462.8337 | -10200.0862 | -15745.015 | -17300.7507 | -14888.6704 | 11920.3493 | 34905.106 | 54215.376 | 61079.6366 | -1647.4321 | -15547.2042 | -8659.6327 | -13410.0244 | -7639.1582 | -17519.4318 | -14034.4986 | -9247.709 | -3553.628 | 10233.8239 | 1302140.7308 | 303043.584 | 108436.4304 | 34270.1176 | 1076471.3046 | 44274.5262 | 60668.8428
| MD | 23691.755 | 17629.6875 | 18284.9984 | 17121.4176 | 32717.957 | 70319.9405 | 140970.3651 | 126421.6856 | 71800.6931 | 37726.6066 | 22135.8541 | 42765.7074 | 46067.6543 | 28895.7368 | 25691.5706 | 26940.1504 | 57833.2042 | 91936.5458 | 189371.8667 | 137286.5828 | 72435.4803 | 49926.9383 | 33916.1084 | 31804.0496 | 10215.5685 | 3458.709 | 19716.7263 | 15302.3081 | 24699.6537 | 78209.8214 | 133945.4844 | 122026.1946 | 70649.846 | 34454.757 | 29743.7391 | 35094.7305 | 42917.2253 | 33102.0665 | 40230.8424 | 30370.5983 | 43558.9013 | 83875.8288 | 163132.0172 | 130957.0553 | 81886.7351 | 55403.1089 | 44927.5857 | 43821.2459 | 621586.6679 | 792105.8881 | 577517.5387 | 794183.2107 | 697569.1687 | 680070.5376 | 694304.2069
| MI | 27957.2248 | 34696.5176 | 57354.4049 | 40648.0375 | 9271.2831 | 33996.7144 | 113533.3827 | 78441.5992 | 39267.0005 | 15171.5549 | -5825.1817 | 59266.1618 | 48019.2089 | 21376.5592 | -7218.7922 | 37984.8654 | 33168.6043 | 64350.6184 | 68553.2143 | 47849.733 | 16403.9114 | 10214.8615 | -17082.6747 | 20568.2108 | 45776.2891 | 39061.5616 | 15039.3438 | 13843.8062 | -21218.98 | -33223.4532 | -68636.0919 | -82792.4812 | -5351.1115 | -4933.5949 | 20144.7609 | 72396.2443 | 119090.6888 | 121175.6666 | 12306.7655 | -443.459 | 3043.472 | -46676.4084 | -61652.3264 | 5966.3696 | -3286.3102 | -835.6535 | 10899.9725 | 74189.753 | 503778.6997 | 344188.3202 | -9893.707 | 233778.5304 | 467181.6773 | 303359.8953 | 152777.4062
| NC | -106248.5989 | -126196.8906 | -221703.3351 | -366097.9213 | -403980.9413 | -376109.4598 | -579530.6356 | -594345.5447 | -389009.3755 | -444263.0136 | -369129.2511 | -227112.0453 | -155479.755 | -113037.6553 | -158216.2735 | -163420.2726 | -164512.679 | -112627.9482 | -98236.5324 | -84770.9359 | -83640.877 | -151847.083 | -301713.2732 | -261175.4305 | 43535.6994 | 34237.9707 | 20261.5392 | 16311.2083 | 4414.3434 | 10673.12 | 11685.1107 | 18722.5849 | 2110.9435 | 12266.1853 | 6478.9258 | 40452.0978 | 36460.3878 | 29117.6289 | -12334.3487 | -20400.2813 | -17027.9505 | -16184.0881 | -17745.1704 | -22900.2488 | -24034.2038 | -18177.3184 | -26572.2051 | 11412.627 | -4203727.0129 | -1848678.7156 | 221149.7289 | -98385.1713 | -3734165.9609 | -975251.3194 | 118204.4043
| NJ | 182000.168 | 142198.4312 | 117638.2527 | 110950.0447 | 199524.2491 | 240021.4427 | 302057.8394 | 327103.4742 | 267561.7175 | 227595.9005 | 176553.3455 | 180191.6894 | 195453.7937 | 156743.7095 | 170535.6926 | 202543.6686 | 244561.1434 | 281339.3854 | 397769.0928 | 379543.1637 | 293607.9387 | 266050.2664 | 229179.9642 | 215719.7009 | 214844.9231 | 201737.3656 | 202867.3222 | 170256.0096 | 228942.9511 | 272967.3052 | 358706.0886 | 361104.6275 | 267074.8679 | 224237.8043 | 218099.4733 | 219556.9438 | 217091.1401 | 186287.8853 | 297347.8268 | 233465.3738 | 263337.2003 | 314012.6881 | 419952.7353 | 406912.954 | 341194.7727 | 315305.2262 | 280116.0311 | 258761.8637 | 2473396.5548 | 3033047.5198 | 2940395.6823 | 3533785.6975 | 2690923.4169 | 3081858.0837 | 3119276.537
| NY | 10465.407 | 4691.0485 | 18569.7646 | 47867.6029 | 36432.8331 | 203241.279 | 213735.5184 | 234967.6602 | 84539.2342 | 114362.6124 | 94764.4723 | -1979.036 | 5104.6359 | 2514.9266 | 93374.3481 | 83936.1934 | 44973.2161 | 192450.6549 | 182212.085 | 151777.1766 | 62541.2717 | 121727.3329 | 139782.9608 | 37896.5198 | 26866.3102 | 18898.9384 | 62818.1372 | 22984.6477 | 12889.5023 | 144241.6188 | 231838.1199 | 192019.4358 | 81556.9042 | 137191.0877 | 81871.0967 | 85334.3232 | 54574.2272 | 47175.8398 | 62103.3587 | 64900.7673 | 29395.7349 | 132573.6203 | 192712.6584 | 131333.8085 | 52083.9086 | 68261.7627 | 51640.063 | 144959.9899 | 1061658.3969 | 1118291.3216 | 1098510.1218 | 1031715.7393 | 1173535.0608 | 1032845.5372 | 1212202.5141
| OH | 145273.5535 | 154997.6094 | 142978.8048 | 100808.4715 | 47092.3884 | 121157.8015 | 170145.5995 | 156492.3869 | 93051.4184 | 40757.9024 | 76228.8369 | 103640.746 | 107583.7184 | 81060.3752 | 43163.6681 | 42198.915 | 34743.327 | 138339.6618 | 98365.0762 | 91503.0502 | 41956.3254 | 37309.093 | 796.4225 | 53756.9922 | 67972.5963 | 53349.9747 | 33931.496 | 23532.143 | 26368.2587 | 1169.2987 | 10363.1926 | -5622.4754 | -12330.5435 | -5976.1637 | 21024.9225 | 45593.7429 | 73152.7599 | 68308.4505 | 20135.2238 | 4081.2218 | 3322.2311 | -12938.8042 | 4998.3154 | -17967.0625 | -21425.2857 | 271.7132 | 9344.3904 | 26794.2465 | 1352625.5191 | 770776.625 | 259376.4428 | 158077.4001 | 1070224.6953 | 667181.09 | 223221.8611
| PA | 508032.4356 | 432684.038 | 318756.9417 | 262812.5885 | 310689.7461 | 442398.8389 | 464770.5568 | 455035.4615 | 467339.6672 | 319601.3516 | 360038.3843 | 492688.8964 | 528760.0586 | 457608.8179 | 317157.4871 | 235390.6062 | 337755.2278 | 501157.1522 | 369580.7917 | 480064.646 | 491414.3542 | 322114.7593 | 357052.2971 | 532011.8478 | 319136.8231 | 283192.4177 | 280360.6237 | 259241.1266 | 304469.2138 | 405650.52 | 294713.1809 | 321358.3691 | 413469.3077 | 272515.678 | 321109.0462 | 452227.4928 | 385885.6587 | 349622.4117 | 322382.882 | 343611.2086 | 344461.3696 | 466376.5741 | 387563.4663 | 427343.647 | 451998.8768 | 337861.3171 | 385131.6742 | 478105.3509 | 4834848.9066 | 4930068.0459 | 3927443.7996 | 4680344.4369 | 4878545.3543 | 4499796.0533 | 4227007.1253
| TN | -68625.1726 | -81641.7213 | -81892.1348 | -125900.572 | -154549.5506 | -219512.9807 | -212084.9775 | -213605.0825 | -201988.2004 | -213016.337 | -208107.4777 | -49352.5274 | 31090.7167 | 33249.8791 | 15269.2359 | 12385.2367 | 17122.3949 | 18515.1718 | 26753.8075 | 35684.2035 | 11544.3872 | 32221.2056 | 25222.7185 | 39449.5555 | 11294.1406 | 17050.6095 | 4339.1328 | 2272.0378 | 3058.0593 | -6707.5263 | -5416.8811 | -4015.0483 | -1956.9769 | 4043.7149 | 7694.3544 | 9991.6136 | 8240.442 | 6346.4076 | 2126.3273 | -5294.4377 | 295.3512 | -4726.206 | -3838.4142 | -5469.2027 | -1036.2238 | 4268.6554 | 2599.3528 | -787.7346 | -1830276.7343 | 298508.5128 | 41647.2304 | 2724.3174 | -1208550.1199 | 227405.0296 | 15347.3407
| VA | 47996.0668 | 53079.4415 | 60971.1499 | 55900.6674 | 41851.9408 | 19394.7997 | 106887.851 | -27609.4319 | -1622.8753 | 29576.0091 | 51256.1545 | 93825.4225 | 114634.5674 | 112152.5304 | 72252.6409 | 48432.0395 | 29484.4399 | -29008.6279 | 67604.918 | -20874.9403 | 27240.5119 | 55783.7862 | 69280.85 | 99689.0975 | -62667.8032 | -56932.8186 | -76101.079 | -64298.8492 | -92740.5226 | -156575.6434 | -146904.4189 | -161754.7871 | -142526.17 | -112443.7507 | -107932.5316 | -91166.1638 | 67480.1806 | 48946.5591 | -6306.2767 | -15619.8393 | -13587.6695 | -40036.3356 | -2779.5371 | -21404.5241 | -39009.8673 | -17636.196 | -20201.8982 | 13793.8667 | 531507.196 | 646671.8136 | -1272044.538 | -46361.5373 | 648664.1477 | -83025.4771 | -838390.5111
| WV | 144024.5274 | 173752.9437 | 98876.9762 | 87766.7851 | 21225.9765 | 39496.3744 | 74254.9214 | 58750.5874 | 25723.1099 | 5686.5911 | 63327.0116 | 115776.1635 | 157116.6616 | 92788.8617 | 20771.2216 | 32580.7263 | -2343.383 | 25229.9438 | 18046.8296 | 17100.4648 | -9441.0533 | 11554.7073 | -13621.5803 | 72240.9147 | 82937.6218 | 53555.5765 | 18369.9087 | 6595.3003 | -4875.4393 | -27082.8694 | -19141.3848 | -19729.8145 | -44872.3191 | -19136.5579 | 10110.1765 | 53303.8363 | 91695.3335 | 63827.094 | 13777.6612 | -15381.5469 | -16482.0632 | -33311.74 | -20656.4336 | -29109.7666 | -37692.1215 | -24249.3148 | -13435.2008 | 16621.8257 | 908661.9682 | 422024.3149 | 90034.0352 | -4396.2731 | 683928.8475 | 277693.1946 | 70887.5458
| Emissions by Region | [48 empty] | Calendar Total Emissions |  |  |  | Delivery Year Total Emissions
| short tons | [48 empty] | short tons |  |  |  | short tons
| Region | [48 empty] | 2022 | 2023 | 2024 | 2025 | 2022/23 | 2023/24 | 2024/25 | time axis 2022-01-01 to 2025-12-01
| RGGI | 323284.3914 | 239048.1002 | 246495.0153 | 359874.6318 | 410708.6587 | 689996.6997 | 942398.0599 | 827813.0547 | 549958.8928 | 573375.7551 | 414728.3448 | 318094.3355 | 475856.5363 | 404551.7652 | 454840.0118 | 502519.3272 | 476464.5538 | 688601.6085 | 1028595.2054 | 824137.9234 | 560183.6192 | 625633.1658 | 579360.5719 | 432291.5395 | 328052.6129 | 301431.1728 | 280710.0546 | 230655.4221 | 265901.8981 | 461591.4837 | 768473.7687 | 691602.9485 | 411069.1118 | 416280.3499 | 328944.5597 | 321526.1005 | 494095.826 | 418987.6459 | 527654.8566 | 423484.9417 | 413099.3695 | 634153.2533 | 980446.1648 | 830018.0773 | 555187.0549 | 519169.4348 | 475184.5734 | 530608.3759 | 5895775.9397 | 7053035.8281 | 4806239.4833 | 6802089.5742 | 6630597.3367 | 6145554.7943 | 5676810.9623
| Eastern Interconnect | 1061744.1387 | 941072.947 | 643885.9025 | 395534.7464 | 258703.232 | 561645.9781 | 772967.6562 | 673923.8113 | 472853.6444 | 229212.6898 | 437308.8462 | 703329.4529 | 761743.6404 | 607709.9507 | 264193.8708 | 238005.1326 | 180990.8882 | 418223.5943 | 559436.8198 | 439214.46 | 212347.8099 | 150835.6551 | -5879.8288 | 415976.5138 | 1517519.7402 | 1347522.3197 | 1063648.7907 | 891073.9742 | 908871.311 | 1169581.5115 | 1488778.6844 | 1385019.2823 | 1141870.7713 | 1041391.6862 | 1096405.81 | 1458251.8072 | 1768496.5534 | 1581541.7054 | 1207475.783 | 990399.9612 | 1028940.5809 | 1269935.3944 | 1640260.5322 | 1502538.711 | 1219473.103 | 1111400.167 | 1167670.4101 | 1539190.314 | 7152183.0454 | 4242798.5068 | 14509935.6886 | 16027323.2155 | 5903885.5614 | 7918791.16 | 15358154.1367
Notes:
RGGI regional emissions include New Jersey and Virginia for the entire study period.

## Monthly Emissions - NOx
Monthly Emissions of NOx
| Emissions by Plant: MAAC Region | [48 empty] | Calendar Total Emissions |  |  |  | Delivery Year Total Emissions
| short tons | [48 empty] | short tons |  |  |  | short tons
| ORIS Code | [48 empty] | 2022 | 2023 | 2024 | 2025 | 2022/23 | 2023/24 | 2024/25 | time axis 2022-01-01 to 2025-12-01
| 591 | 0 | 0 | 0 | 0 | 0 | 0 | 0 | 0 | 0 | 0 | 0 | 0 | 0 | 0 | 0 | 0 | 0 | 0 | 1.6648 | 0.99224 | 0 | 0 | 0 | 0 | 1.3866 | 0 | 0 | 0 | 0 | 0 | 2.0642 | 1.3447 | 0 | 0 | 0 | 0 | 0 | 0 | 0 | 0 | 0 | 0 | 3.7016 | 1.7925 | 0 | 0 | 0 | 0 | 0 | 2.6571 | 4.7955 | 5.4941 | 0 | 4.0436 | 3.4089
| 592 | 0 | 0 | 0 | 0 | 0 | 0 | 0 | 0 | 0 | 0 | 0 | 0 | 0 | 0 | 0 | 0 | 0 | 0 | 0.52396 | 0.31556 | 0 | 0 | 0 | 0 | 0.30232 | 0 | 0 | 0 | 0 | 0 | 0.69681 | 0.4558 | 0 | 0 | 0 | 0 | 0 | 0 | 0 | 0 | 0 | 0 | 1.3274 | 0.60825 | 0 | 0 | 0 | 0 | 0 | 0.83951 | 1.4549 | 1.9356 | 0 | 1.1418 | 1.1526
| 593 | 0 | 0 | 0 | 0 | 1e-06 | 1e-06 | 0 | 1e-06 | 0 | 0 | 0 | 0 | 1e-06 | 1e-06 | 0 | 0 | 1e-06 | 1e-06 | 0 | 2e-06 | 0 | 0 | 0 | 0 | 1e-06 | 1e-06 | 0 | 0 | 1e-06 | 1e-06 | 0 | 1e-06 | 0 | 0 | 0 | 0 | 0 | 0 | 0 | 1e-06 | 1e-06 | 1e-06 | 0 | 0 | 1e-06 | 0 | 0 | 0 | 3e-06 | 6e-06 | 5e-06 | 4e-06 | 5e-06 | 6e-06 | 4e-06
| 594 | 4.1588 | 0.56622 | 0 | 0 | 0 | 0 | 9.2637 | 4.0706 | 0 | 0 | 0 | 0 | 8.5172 | 6.6476 | 0 | 0 | 0 | 1.1711 | 14.964 | 9.5719 | 0 | 0 | 0 | 0.36428 | 7.7382 | 8.9518 | 0 | 0 | 0 | 0.55701 | 12.2843 | 10.7476 | 0.65258 | 0 | 0 | 0.10737 | 7.5532 | 5.8883 | 0.29279 | 0 | 0 | 1.8423 | 15.5944 | 11.8208 | 1.0511 | 0.189 | 0 | 0.96635 | 18.0594 | 41.2361 | 41.039 | 45.1983 | 28.4993 | 42.7612 | 38.0832
| 597 | 0 | 0 | 0 | 0 | 0 | 0 | 0 | 0 | 0 | 0 | 0 | 0 | 0 | 0 | 0 | 0 | 0 | 0 | 0.59617 | 0.39316 | 0 | 0 | 0 | 0 | 0.89474 | 0 | 0 | 0 | 0 | 0 | 0.78338 | 0.52422 | 0 | 0 | 0 | 0 | 0 | 0 | 0 | 0 | 0 | 0 | 1.4473 | 0.65527 | 0 | 0 | 0 | 0 | 0 | 0.98933 | 2.2023 | 2.1026 | 0 | 1.8841 | 1.3076
| 602 | -1.062 | 0 | 0 | 0 | 0 | 0 | 6.2592 | 4.3145 | 0 | 0 | 0 | 0 | 1.606 | 0.25165 | 0 | 0 | 0 | 0.32829 | 9.1232 | 5.8154 | 0 | 0 | 0 | 0 | 0 | 0 | 0 | 0 | 0 | 0 | 4.1762 | 1.1491 | -0.11241 | 0 | 0 | 0 | 5.0325 | 1.0368 | -0.27112 | 0 | 0 | -0.3161 | 2.6709 | -1.0686 | -0.20598 | -0.40655 | -0.53741 | -0.00093 | 9.5116 | 17.1245 | 5.2128 | 5.9336 | 12.4313 | 15.2669 | 11.0111
| 1552 | 0 | 0 | 0 | 0 | 0 | 0 | 0 | 0 | 0 | 0 | 0 | 0 | 0 | 0 | 0 | 0 | 0 | 0 | 0 | 0 | 0 | 0 | 0 | 0 | 0 | 0 | 0 | 0 | 0 | 0 | 0 | 0 | 0 | 0 | 0 | 0 | 0 | 0 | 0 | 0 | 0 | 0 | 0.091473 | 0.03451 | 0 | 0 | 0 | 0 | 0 | 0 | 0 | 0.12598 | 0 | 0 | 0
| 1554 | -9.9319 | -9.1231 | 0 | 0.38305 | 0.04676 | -0.63114 | 2.2478 | 0.25165 | -0.05129 | -0.28395 | 0.15284 | 0 | -9.8034 | -4.398 | 0.049074 | 0.47679 | 0.15979 | 0.14604 | 2.0939 | 0.60625 | 0.19653 | 0.27653 | 0.28393 | 0.05572 | -4.9222 | 0 | 0 | 0.21011 | -0.16089 | -0.5829 | -0.24106 | -0.19464 | -0.49799 | -0.76991 | -0.10138 | 0.15042 | 0 | 0 | -0.68012 | -0.42646 | -0.58252 | -0.48097 | -0.23906 | -0.37543 | -0.15866 | -0.33124 | -0.25375 | 0.2363 | -16.9393 | -9.8568 | -7.1105 | -3.2919 | -11.8298 | -1.2141 | -3.9266
| 1556 | 0 | 0 | 0 | 0 | 0.019462 | 0.21613 | 1.4979 | 1.8316 | 0.021449 | 0 | 0 | 0 | 0 | 0 | 0 | 0 | 0.029533 | 0.4006 | 5.485 | 3.913 | 0.0053814 | 0.039144 | 0 | 0 | -0.24274 | 0 | 0 | 0 | 0.0047582 | 0.15721 | 6.0983 | 3.1669 | 0.21141 | -0.0049966 | 0 | 0 | 0.011336 | 0 | -3.127e-05 | -0.0064003 | 0.0095967 | 0.59248 | 14.1321 | 6.6007 | 0.019421 | -0.033996 | -0.0052337 | 0.0056239 | 3.5866 | 9.8726 | 9.3908 | 21.3256 | 3.5967 | 9.6051 | 9.6433
| 1557 | 0 | 0 | 0 | 0 | 0 | 0 | 0 | 0 | 0 | 0 | 0 | 0 | 0 | 0 | 0 | 0 | 0 | 0 | 0 | 0 | 0 | 0 | 0 | 0 | 0 | 0 | 0 | 0 | 0 | 0 | 0 | 0 | 0 | 0 | 0 | 0 | 0 | 0 | 0 | 0 | 0 | 0 | 0.28357 | 0.11411 | 0 | 0 | 0 | 0 | 0 | 0 | 0 | 0.39768 | 0 | 0 | 0
| 1563 | 0 | 0 | 0 | 0 | 0 | 0 | 0 | 0 | 0 | 0 | 0 | 0 | 0 | 0 | 0 | 0 | 0 | 0 | 0.13679 | 0.10238 | 0 | 0 | 0 | 0 | 0.063156 | 0 | 0 | 0 | 0 | 0 | 0.17814 | 0.11997 | 0 | 0 | 0 | 0 | 0 | 0 | 0 | 0 | 0 | 0 | 0.31175 | 0.16157 | 0 | 0 | 0 | 0 | 0 | 0.23917 | 0.36127 | 0.47331 | 0 | 0.30232 | 0.29812
| 1564 | 0 | 0 | 0 | 0 | 0 | 0 | 0 | 0 | 0 | 0 | 0 | 0 | 0 | 0 | 0 | 0 | 0 | 0 | 0.17785 | 0.11901 | 0 | 0 | 0 | 0 | 0.089793 | 0 | 0 | 0 | 0 | 0 | 0.26085 | 0.16662 | 0 | 0 | 0 | 0 | 0 | 0 | 0 | 0 | 0 | 0 | 0.46242 | 0.22613 | 0 | 0 | 0 | 0 | 0 | 0.29687 | 0.51727 | 0.68855 | 0 | 0.38666 | 0.42747
| 1571 | 1.1345 | 0.11566 | 0 | 0 | 0 | 0.44039 | 8.8764 | 5.0614 | 0 | 0 | 0 | 0 | 3.551 | 0.86264 | 0 | 0 | 0 | 1.3135 | 5.4632 | 0.35475 | -0.08501 | 0 | 0 | 0 | 0 | 0 | 0 | 0 | 0 | 0 | 0 | 0 | 0 | 0 | 0 | 0 | 0 | 0 | 0 | 0 | 0 | 0 | -0.071863 | -0.15911 | 0 | 0 | 0 | 0 | 15.6283 | 11.4601 | 0 | -0.23098 | 18.7917 | 7.0465 | 0
| 1572 | 0 | 0 | 0 | 0 | 0.074945 | 0.47041 | 3.2101 | 1.8822 | -0.16258 | 0 | 0 | 0 | 0 | 0 | 0 | 0 | 0.077826 | 0.9678 | 2.0269 | -0.32445 | -0.48186 | -0.14094 | 0 | 0 | -0.46668 | 0 | 0 | 0 | -0.44425 | -0.86387 | -1.3197 | -2.0119 | -0.64221 | -0.30786 | 0 | 0 | 0 | 0 | -0.079588 | -1.4392 | -0.80325 | -1.668 | -1.8027 | -2.8018 | -1.0369 | -1.17 | -0.30351 | 0 | 5.4751 | 2.1252 | -6.0565 | -11.1051 | 5.478 | 1.1365 | -7.4676
| 1573 | 2.1885 | 0.9619 | 0 | 0 | 0.07376 | 0.69009 | 2.8534 | 0.95311 | -0.05791 | 0 | 0 | 0 | 2.869 | 1.7879 | -0.05263 | 0 | -0.00969 | 0.60376 | 1.9152 | -0.43273 | -0.48776 | -0.09616 | 0 | 0.95888 | 1.0838 | 0.29695 | 0 | 0 | -0.50868 | -0.81907 | -0.92711 | -1.5555 | -0.90016 | -2.0284 | -0.97584 | -0.28202 | 0 | 0 | 0 | 0 | 0 | 0 | 0 | 0 | 0 | 0 | 0 | 0 | 7.6629 | 7.0558 | -6.616 | 0 | 9.0332 | 3.3333 | -7.4881
| 1580 | 0 | 0 | 0 | 0 | 0 | 0 | 0.010963 | 0.022052 | 0 | 0 | 0 | 0 | 0 | 0 | 0 | 0 | 0 | 0 | 0.73783 | 0.3656 | 0 | 0 | 0 | 0 | 0.37568 | 0 | 0 | 0 | 0 | 0 | 0.90221 | 0.63245 | 0 | 0 | 0 | 0 | 0 | 0 | 0 | 0 | 0 | 0 | 1.272 | 0.6104 | 0 | 0 | 0 | 0 | 0.033015 | 1.1034 | 1.9103 | 1.8824 | 0.033015 | 1.4791 | 1.5347
| 2379 | 1.4123 | 0 | 0 | 0 | 0 | 0 | 22.5016 | 9.6579 | 0 | 0 | 0 | 0 | 0 | 0 | 0 | 0 | 0 | 0 | 67.1967 | 31.1039 | 0 | 0 | 0 | 0 | 4.9441 | 0 | 0 | 0 | 0 | 0 | 59.7083 | 48.401 | 0 | 0 | 0 | 0 | 0 | 0 | 0 | 0 | 0 | 0 | 71.076 | 50.4588 | 0 | 0 | 0 | 0 | 33.5718 | 98.3006 | 113.0534 | 121.5348 | 32.1595 | 103.2447 | 108.1093
| 2390 | 1.0144 | 0 | 0 | 0 | 0 | 0 | 7.3148 | 3.1181 | 0 | 0 | 0 | 0 | 0 | 0 | 0 | 0 | 0 | 0 | 14.2836 | 5.316 | 0 | 0 | 0 | 0 | 1.6137 | 0 | 0 | 0 | 0 | 0 | 15.0152 | 11.643 | 0 | 0 | 0 | 0 | 0 | 0 | 0 | 0 | 0 | 0 | 18.7525 | 11.1476 | 0 | 0 | 0 | 0 | 11.4474 | 19.5996 | 28.2719 | 29.9001 | 10.433 | 21.2133 | 26.6582
| 2393 | 11.5634 | 10.1697 | 0.07252 | 0 | 0 | 0 | 3.2495 | 1.8325 | 0 | 0 | 0 | 1.2812 | 9.355 | 6.4186 | 0.07314 | 0 | 0.01419 | 0 | -0.01002 | 0 | 0 | 0 | 0 | 0.75439 | 8.5323 | 7.2379 | 1.1054 | 0 | 0 | 0 | -0.25047 | -0.06057 | 0 | 0 | 2.1889 | 4.4714 | 5.9044 | 5.6666 | 4.1762 | 0.074539 | 0 | 0 | -0.65872 | -0.2901 | 2.339 | 1.3525 | 5.6527 | 6.2099 | 28.1689 | 16.6053 | 23.2248 | 30.427 | 22.2241 | 17.6199 | 22.171
| 2398 | 0.16727 | 0.21935 | 3.0425 | 1.44 | 5.1492 | 4.7609 | 4.0898 | 4.6461 | 5.1144 | 6.3568 | 4.6612 | 2.5959 | 2.5849 | 2.0596 | 4.177 | 4.4404 | 5.6324 | 4.8093 | 4.1615 | 4.5233 | 5.1574 | 6.9504 | 5.514 | 4.0464 | 2.0273 | 2.1491 | 4.6881 | 2.5609 | 4.8189 | 5.2053 | 3.9401 | 4.2812 | 5.146 | 7.0438 | 4.2716 | 4.5829 | 3.1034 | 2.5245 | 8.0462 | 3.2535 | 5.5529 | 5.3171 | 4.1924 | 4.5526 | 5.8393 | 8.2754 | 4.5857 | 5.0664 | 42.2433 | 54.0566 | 50.7153 | 60.3094 | 51.1194 | 51.4066 | 56.9516
| 2399 | 1.0824 | 0 | 0 | 0 | 0.49915 | 2.3681 | 7.1517 | 5.1017 | 0 | 0 | 0 | 0 | 0 | 0 | 0 | 0 | 0.52388 | 3.6592 | 11.9585 | 7.7968 | 0 | 0.28707 | 0 | 0 | 1.3984 | 0 | 0 | 0.018095 | 0.61222 | 2.1865 | 13.1116 | 10.0454 | 0.7675 | 0.29291 | 0 | 0 | 0.15613 | 0 | 0.019895 | 1.9004 | 0.45863 | 2.7815 | 12.8433 | 9.4762 | 1.0766 | 0.21886 | 0 | 0.021584 | 16.2031 | 24.2253 | 28.4326 | 28.9531 | 15.1454 | 25.7301 | 28.939
| 2401 | 0.23556 | 0 | 0 | 0 | 0.050595 | 0 | 1.724 | 1.1218 | 0 | 0 | 0 | 0 | 0 | 0 | 0 | 0 | 0.15355 | 0 | 1.3965 | 0.91404 | 0 | 0 | 0 | 0 | 0.35617 | 0 | 0 | 0 | 0.30761 | 0 | 0.69996 | 1.0978 | 0 | 0 | 0 | 0 | 0 | 0 | 0 | 0.073613 | 0.20797 | 0 | 1.1945 | 1.0883 | 0 | 0.0010481 | 0 | 0 | 3.1319 | 2.4641 | 2.4615 | 2.5654 | 2.9993 | 2.9743 | 2.0793
| 2404 | 0.80731 | 0 | 0 | 0 | 0.6367 | 1.0806 | 4.9139 | 4.1721 | 0 | 0 | 0 | 0 | 0 | 0 | 0 | 0 | 0.97916 | 1.5985 | 2.9583 | 1.4427 | 0 | 0.5625 | 0 | 0 | 1.1119 | 0 | 0 | 0.1338 | 1.7915 | 0.84657 | 3.8718 | 1.9618 | -0.0036151 | 0.11403 | 0 | 0 | 0 | 0 | 0.045428 | 1.7806 | 1.7437 | 0.60861 | 4.7531 | 3.6179 | 0 | 0.22336 | 0 | 0 | 11.6106 | 7.5411 | 9.8279 | 12.7726 | 11.1457 | 9.5991 | 10.3603
| 2406 | 1.5169 | 0.62584 | 0.85478 | 0.60017 | 0.82655 | 1.2049 | 4.3345 | 3.4476 | 1.7453 | 0.63641 | 0.69812 | 1.6367 | 1.0241 | 0.95403 | 1.0803 | 0.77898 | 1.5112 | 1.5903 | 6.8801 | 4.5102 | 1.9878 | 0.94198 | 1.5554 | 1.2564 | 2.0828 | 1.5056 | 1.485 | 0.55479 | 0.9778 | 1.467 | 4.803 | 5.323 | 1.7105 | 0.74915 | 1.7772 | 1.4053 | 1.0938 | 0.88356 | 1.7026 | 1.055 | 1.3272 | 1.9286 | 6.0199 | 5.6216 | 2.065 | 1.1733 | 2.4404 | 1.7157 | 18.1276 | 24.0707 | 23.841 | 27.0267 | 19.0519 | 25.3281 | 23.2973
| 2410 | 0 | 0 | 0 | 0 | 0 | 0 | 0 | 0 | 0 | 0 | 0 | 0 | 0 | 0 | 0 | 0 | 0 | 0 | 2.6496 | 1.5169 | 0 | 0 | 0 | 0 | 0 | 0 | 0 | 0 | 0 | 0 | 2.6496 | 3.0338 | 0 | 0 | 0 | 0 | 0 | 0 | 0 | 0 | 0 | 0 | 6.8133 | 3.0656 | 0 | 0 | 0 | 0 | 0 | 4.1665 | 5.6834 | 9.8788 | 0 | 4.1665 | 5.6834
| 2411 | 2.1553 | 2.3315 | 0.8825 | 0.76684 | 1.0353 | 1.3184 | 0.99587 | 1.9916 | 2.0475 | 1.6074 | 1.5637 | 2.2498 | 2.2562 | 2.1219 | 1.326 | 0.71279 | 0.85852 | 1.933 | 1.6252 | 2.4864 | 2.1998 | 1.2671 | 1.5556 | 3.1967 | 1.4353 | 1.5281 | 1.2117 | 0.73913 | 1.354 | 1.482 | 1.1741 | 1.4357 | 1.7381 | 0.78178 | 1.4856 | 1.8652 | 1.0319 | 1.352 | 0.88456 | 0.53474 | 1.2312 | 1.9324 | 1.3228 | 1.6262 | 2.5859 | 1.1783 | 1.2076 | 2.3484 | 18.9456 | 21.5393 | 16.2305 | 17.2359 | 19.0496 | 20.5321 | 14.9967
| 2434 | 0.064173 | 0 | 0 | 0 | 0.039311 | 0.034244 | 0.44184 | 0.26091 | 0 | 0 | 0 | 0 | 0 | 0 | 0 | 0 | 0.043745 | 0.15363 | 0.63422 | 0.40358 | 0 | 0.06466 | 0 | 0 | 0.083903 | 0 | 0 | 0.007607 | 0.06151 | 0.080943 | 0.6154 | 0.48067 | 0.035621 | 0.016149 | 0 | 0 | 0.0091758 | 0.004543 | 0.0083645 | 0.15635 | 0.042645 | 0.11555 | 0.65685 | 0.47883 | 0.047174 | 0.012066 | 0 | 0 | 0.84047 | 1.2998 | 1.3818 | 1.5315 | 0.78074 | 1.4091 | 1.4499
| 3109 | 0 | 0 | 0 | 0 | 0 | 0 | 0 | 0 | 0 | 0 | 0 | 0 | 0 | 0 | 0 | 0 | 0 | 0 | 0.022848 | 0.068803 | 0 | 0 | 0 | 0 | 0 | 0 | 0 | 0 | 0 | 0 | 0.045697 | 0 | 0 | 0 | 0 | 0 | 0 | 0 | 0 | 0 | 0 | 0 | 0.34338 | 0.16054 | 0 | 0 | 0 | 0 | 0 | 0.091652 | 0.045697 | 0.50392 | 0 | 0.091652 | 0.045697
| 3110 | 0 | 0 | 0 | 0 | 0 | 0 | 0 | 0 | 0 | 0 | 0 | 0 | 0 | 0 | 0 | 0 | 0 | 0 | 0 | 0.071155 | 0 | 0 | 0 | 0 | 0 | 0 | 0 | 0 | 0 | 0 | 0 | 0 | 0 | 0 | 0 | 0 | 0 | 0 | 0 | 0 | 0 | 0 | 0.638 | 0.21347 | 0 | 0 | 0 | 0 | 0 | 0.071155 | 0 | 0.85146 | 0 | 0.071155 | 0
| 3111 | 0 | 0 | 0 | 0 | 0 | 0 | 0 | 0 | 0 | 0 | 0 | 0 | 0 | 0 | 0 | 0 | 0 | 0 | 0.19916 | 0.59973 | 0 | 0 | 0 | 0 | 0 | 0 | 0 | 0 | 0 | 0 | 0.4298 | 0 | 0 | 0 | 0 | 0 | 0 | 0 | 0 | 0 | 0 | 0 | 3.1866 | 1.5437 | 0 | 0 | 0 | 0 | 0 | 0.79889 | 0.4298 | 4.7303 | 0 | 0.79889 | 0.4298
| 3112 | 0 | 0 | 0 | 0 | 0 | 0 | 0 | 0 | 0 | 0 | 0 | 0 | 0 | 0 | 0 | 0 | 0 | 0 | 0.022171 | 0.066763 | 0 | 0 | 0 | 0 | 0 | 0 | 0 | 0 | 0 | 0 | 0.044342 | 0 | 0 | 0 | 0 | 0 | 0 | 0 | 0 | 0 | 0 | 0 | 0.36037 | 0.17803 | 0 | 0 | 0 | 0 | 0 | 0.088933 | 0.044342 | 0.5384 | 0 | 0.088933 | 0.044342
| 3113 | 0 | 0 | 0 | 0 | 0 | 0 | 0 | 0 | 0 | 0 | 0 | 0 | 0 | 0 | 0 | 0 | 0 | 0 | 0 | 0 | 0 | 0 | 0 | 0 | 0 | 0 | 0 | 0 | 0 | 0 | 0 | 0 | 0 | 0 | 0 | 0 | 0 | 0 | 0 | 0 | 0 | 0 | 0 | 0 | 0 | 0 | 0 | 0 | 0 | 0 | 0 | 0 | 0 | 0 | 0
| 3114 | 0 | 0 | 0 | 0 | 0 | 0 | 0 | 0 | 0 | 0 | 0 | 0 | 0 | 0 | 0 | 0 | 0 | 0 | 0 | 0 | 0 | 0 | 0 | 0 | 0 | 0 | 0 | 0 | 0 | 0 | 0 | 0 | 0 | 0 | 0 | 0 | 0 | 0 | 0 | 0 | 0 | 0 | 0 | 0 | 0 | 0 | 0 | 0 | 0 | 0 | 0 | 0 | 0 | 0 | 0
| 3115 | 0 | 0 | 0 | 0 | 0 | 0 | 0 | 0 | 0 | 0 | 0 | 0 | 0 | 0 | 0 | 0 | 0 | 0 | 0 | 0 | 0 | 0 | 0 | 0 | 0 | 0 | 0 | 0 | 0 | 0 | 0 | 0 | 0 | 0 | 0 | 0 | 0 | 0 | 0 | 0 | 0 | 0 | 0 | 0 | 0 | 0 | 0 | 0 | 0 | 0 | 0 | 0 | 0 | 0 | 0
| 3116 | 0 | 0 | 0 | 0 | 0 | 0 | 0 | 0 | 0 | 0 | 0 | 0 | 0 | 0 | 0 | 0 | 0 | 0 | 0.82552 | 0.62147 | 0 | 0 | 0 | 0 | 0 | 0 | 0 | 0 | 0 | 0 | 1.0319 | 0.41431 | 0 | 0 | 0 | 0 | 0 | 0 | 0 | 0 | 0 | 0 | 4.7362 | 1.7599 | 0 | 0 | 0 | 0 | 0 | 1.447 | 1.4462 | 6.4961 | 0 | 1.447 | 1.4462
| 3118 | 6.3686 | 5.4398 | 1.3354 | 0.41805 | 2.5228 | 7.064 | 15.9067 | 8.2496 | 0.10494 | 0.8378 | 2.6292 | 5.0826 | 6.7047 | 9.0006 | 4.0794 | 1.4266 | 3.2796 | 11.9741 | 15.5089 | 13.5418 | 2.997 | 5.6689 | 4.4359 | 6.3518 | 7.3721 | 1.2869 | 1.1848 | 2.6106 | 2.4223 | 4.6915 | 10.4978 | 7.0836 | 4.1173 | 2.5592 | -0.02474 | 5.9806 | 13.9649 | 7.8537 | 1.127 | 1.8604 | 5.4349 | 4.2632 | 9.7565 | 5.269 | -0.95621 | -0.11971 | 0.67149 | 7.7968 | 55.9596 | 84.9692 | 49.782 | 56.922 | 64.3658 | 75.355 | 65.1462
| 3120 | 0.009346 | 0 | 0 | 0 | 0 | 0 | 0.05229 | 0.029991 | 0 | 0 | 0 | 0 | 0 | 0 | 0 | 0 | 0 | 0 | 0.074699 | 0.024993 | 0 | 0 | 0 | 0 | 0.024308 | 0 | 0 | 0 | 0 | 0 | 0.02241 | 0.016268 | 0 | 0 | 0 | 0 | 0 | 0 | 0 | 0 | 0 | 0.0025082 | 0.01743 | 0.011315 | 0 | 0 | 0 | 0 | 0.091627 | 0.099692 | 0.062986 | 0.031253 | 0.082281 | 0.124 | 0.038678
| 3122 | 25.391 | 19.9248 | 21.2274 | 11.8882 | 8.9048 | 13.6581 | 16.2127 | 7.0274 | 10.3603 | 11.5867 | 12.3497 | 20.9374 | 18.4588 | 11.8511 | 13.6932 | 8.1046 | 7.0864 | 9.7996 | 8.2568 | 7.8553 | 5.8709 | 8.6602 | 8.0386 | 14.2465 | 4.9707 | 5.3609 | 6.4851 | 2.0413 | 2.6888 | 1.1463 | 0.9447 | 1.5638 | 1.2452 | 2.216 | 2.4941 | 6.0646 | 5.2364 | 4.9055 | 2.3815 | 1.3142 | 2.8805 | 0.9404 | 0.9154 | 1.1455 | 0.8822 | 3.0084 | 1.7943 | 4.4702 | 179.4685 | 121.922 | 37.2215 | 29.8745 | 151.3264 | 84.2747 | 32.3928
| 3130 | 0 | 0 | 0 | 0.5083 | 2.6445 | 0.1727 | 0 | 0 | 2.5545 | 0.2856 | 0 | 0 | 0 | 0 | 0 | 0.1297 | 1.8218 | 0 | 0 | 0 | 1.3195 | 0 | 0 | 0 | 0 | 0 | 0 | 0 | 0.4466 | 0 | 0 | 0 | 0.5143 | 0.2906 | 0 | 0 | 0 | 0 | 0 | 0 | 0.2732 | 0 | 0 | 0 | 0 | 0 | 0 | 0 | 6.1656 | 3.271 | 1.2515 | 0.2732 | 4.9643 | 1.7661 | 1.0781
| 3131 | 9.7845 | 7.2244 | 9.001 | 4.7743 | 5.4809 | 3.0281 | 3.7052 | 4.9796 | 4.435 | 4.2112 | 9.5735 | 12.2009 | 10.4009 | 9.7224 | 7.6621 | 4.2451 | 4.6329 | 3.9893 | 5.1744 | 6.4892 | 6.3207 | 4.542 | 8.0852 | 15.5306 | 10.5881 | 8.6527 | 7.0639 | 2.8966 | 5.2133 | 2.6473 | 2.8409 | 2.1699 | 4.3999 | 4.6243 | 7.3491 | 11.684 | 8.0012 | 9.1831 | 5.9006 | 4.2396 | 5.4104 | 4.0638 | 3.4368 | 3.971 | 3.6691 | 5.9919 | 5.7109 | 9.331 | 78.3986 | 86.7948 | 70.1301 | 68.9094 | 78.797 | 84.5459 | 68.4506
| 3132 | 0 | 0 | 0 | 0 | 0 | 0 | 0 | 0 | 0 | 0 | 0 | 0 | 0 | 0 | 0 | 0 | 0 | 0 | 0 | 0 | 0 | 0 | 0 | 0 | 0 | 0 | 0 | 0 | 0 | 0 | 0 | 0 | 0 | 0 | 0 | 0 | 0 | 0 | 0 | 0 | 0 | 0 | 0 | 0 | 0 | 0 | 0 | 0 | 0 | 0 | 0 | 0 | 0 | 0 | 0
| 3136 | 19.6789 | 14.8214 | 9.5897 | 5.132 | 3.3477 | 6.7726 | 9.0914 | 6.1831 | 3.2067 | 7.3908 | 5.3896 | 14.3075 | 23.55 | 22.164 | 6.7711 | 6.6706 | 4.5805 | 6.9394 | 6.8337 | 5.5404 | 4.4092 | 5.5516 | 4.8464 | 14.457 | 8.5181 | 5.8469 | 4.4986 | 3.3998 | 3.7282 | 4.0148 | 3.6853 | 3.9429 | 3.7517 | 4.3057 | 8.1683 | 8.9565 | 8.8147 | 17.4596 | 14.5822 | 5.7251 | 2.4195 | 3.1865 | 3.3294 | 2.394 | 4.5081 | 7.1808 | 10.3746 | 9.6603 | 104.9112 | 112.314 | 62.8168 | 89.6349 | 116.0779 | 74.5693 | 85.8264
| 3139 | 0 | 0 | 0 | 0 | 0 | 0 | 0 | 0 | 0 | 0 | 0 | 0 | 0 | 0 | 0 | 0 | 0 | 0 | 0 | 0 | 0 | 0 | 0 | 0 | 0 | 0 | 0 | 0 | 0 | 0 | 0 | 0 | 0 | 0 | 0 | 0 | 0 | 0 | 0 | 0 | 0 | 0 | 0 | 0 | 0 | 0 | 0 | 0 | 0 | 0 | 0 | 0 | 0 | 0 | 0
| 3140 | 52.0306 | 47.7487 | 28.5061 | 14.6357 | 19.8367 | 16.5261 | 17.6855 | 20.43 | 21.3698 | 15.4777 | 36.6873 | 50.3584 | 43.6971 | 41.8916 | 33.1229 | 15.4042 | 25.637 | 21.5993 | 24.4342 | 28.2574 | 27.7993 | 15.1202 | 36.8745 | 41.3153 | 30.9479 | 32.1499 | 30.6871 | 11.2151 | 17.9468 | 18.4557 | 11.8771 | 13.5337 | 23.6782 | 22.3596 | 32.124 | 43.0665 | 29.552 | 34.6944 | 32.5481 | 14.5957 | 21.551 | 21.2835 | 22.0681 | 30.6107 | 25.4317 | 24.5391 | 32.4008 | 36.1809 | 341.2927 | 355.1532 | 288.0417 | 325.4561 | 338.2877 | 318.3472 | 298.036
| 3142 | 0 | 0 | 0 | 0 | 0 | 0 | 0 | 0 | 0 | 0 | 0 | 0 | 0 | 0 | 0 | 0 | 0 | 0 | 0 | 0 | 0 | 0 | 0 | 0 | 0 | 0 | 0 | 0 | 0 | 0 | 0 | 0 | 0 | 0 | 0 | 0 | 0 | 0 | 0 | 0 | 0 | 0 | 0 | 0 | 0 | 0 | 0 | 0 | 0 | 0 | 0 | 0 | 0 | 0 | 0
| 3143 | 0 | 0 | 0 | 0 | 0 | 0 | 0 | 0 | 0 | 0 | 0 | 0 | 0 | 0 | 0 | 0 | 0 | 0 | 0.32912 | 0.18145 | 0 | 0 | 0 | 0 | -0.075091 | 0 | 0 | 0 | 0 | 0 | 0.28756 | 0.23982 | 0 | 0 | 0 | 0 | 0 | 0 | 0 | 0 | 0 | 0 | 0.67224 | 0.27217 | 0 | 0 | 0 | 0 | 0 | 0.51056 | 0.45229 | 0.94441 | 0 | 0.43547 | 0.52738
| 3144 | 0 | 0 | 0 | 0 | 0 | 0 | 0 | 0 | 0 | 0 | 0 | 0 | 0 | 0 | 0 | 0 | 0 | 0 | 0 | 0 | 0 | 0 | 0 | 0 | 0 | 0 | 0 | 0 | 0 | 0 | 0 | 0 | 0 | 0 | 0 | 0 | 0 | 0 | 0 | 0 | 0 | 0 | 0 | 0 | 0 | 0 | 0 | 0 | 0 | 0 | 0 | 0 | 0 | 0 | 0
| 3146 | 0 | 0 | 0 | 0 | 0 | 0 | 0 | 0 | 0 | 0 | 0 | 0 | 0 | 0 | 0 | 0 | 0 | 0 | 0 | 0 | 0 | 0 | 0 | 0 | 0 | 0 | 0 | 0 | 0 | 0 | 0 | 0 | 0 | 0 | 0 | 0 | 0 | 0 | 0 | 0 | 0 | 0 | 0 | 0 | 0 | 0 | 0 | 0 | 0 | 0 | 0 | 0 | 0 | 0 | 0
| 3147 | 0 | 0 | 0 | 0 | 0 | 0 | 0 | 0 | 0 | 0 | 0 | 0 | 0 | 0 | 0 | 0 | 0 | 0 | 0 | 0 | 0 | 0 | 0 | 0 | 0 | 0 | 0 | 0 | 0 | 0 | 0 | 0 | 0 | 0 | 0 | 0 | 0 | 0 | 0 | 0 | 0 | 0 | 0 | 0 | 0 | 0 | 0 | 0 | 0 | 0 | 0 | 0 | 0 | 0 | 0
| 3148 | 41.4362 | 28.2576 | 27.7236 | 65.7423 | 67.197 | 77.0203 | 77.6111 | 92.3473 | 68.6057 | 43.8588 | 28.4852 | 21.237 | 55.1155 | 47.3596 | 31.6297 | 70.7089 | 68.6407 | 90.541 | 77.3694 | 93.7718 | 77.3077 | 82.7113 | 34.3485 | 35.5364 | 37.3788 | 45.8493 | 19.1052 | 111.6379 | 83.2838 | 92.9739 | 75.5451 | 78.6362 | 70.1401 | 46.5205 | 35.5417 | 41.729 | 57.0551 | 46.4851 | 41.5698 | 143.2336 | 85.1397 | 98.9659 | 77.5515 | 81.7567 | 70.0006 | 58.4492 | 34.1731 | 49.5839 | 639.5222 | 765.0406 | 738.3414 | 843.9642 | 682.6198 | 788.8412 | 814.5697
| 3149 | 15.4724 | 11.305 | 0 | 0 | 2.7119 | 9.3613 | 34.6499 | 29.963 | 0 | 0 | 0.87734 | 2.9176 | 20.528 | 21.5059 | 2.7614 | 0 | 2.8228 | 4.6777 | -16.14 | -4.9955 | 0 | 1.6085 | 0.60915 | 11.5769 | 10.04 | 5.7699 | 1.2506 | 0.83831 | 3.6545 | 2.7878 | -3.324 | -9.3982 | 1.1538 | 15.9201 | 12.54 | 29.4426 | 28.7532 | 27.5099 | 13.6739 | 24.9285 | 9.3468 | 10.5185 | 23.7596 | 7.3663 | 2.1011 | 17.4171 | 12.8201 | 33.54 | 107.2585 | 44.9549 | 70.6755 | 211.7349 | 125.3873 | 18.8901 | 153.3344
| 3152 | 0 | 0 | 0 | 0 | 0 | 0 | 0 | 0 | 0 | 0 | 0 | 0 | 0 | 0 | 0 | 0 | 0 | 0 | 0 | 0 | 0 | 0 | 0 | 0 | 0 | 0 | 0 | 0 | 0 | 0 | 0 | 0 | 0 | 0 | 0 | 0 | 0 | 0 | 0 | 0 | 0 | 0 | 0 | 0 | 0 | 0 | 0 | 0 | 0 | 0 | 0 | 0 | 0 | 0 | 0
| 3154 | 0 | 0 | 0 | 0 | 0 | 0 | 0 | 0 | 0 | 0 | 0 | 0 | 0 | 0 | 0 | 0 | 0 | 0 | 0.21394 | 0.15032 | 0 | 0 | 0 | 0 | 0 | 0 | 0 | 0 | 0 | 0 | 0.19255 | 0.17179 | 0 | 0 | 0 | 0 | 0 | 0 | 0 | 0 | 0 | 0 | 0.58426 | 0.23621 | 0 | 0 | 0 | 0 | 0 | 0.36426 | 0.36434 | 0.82047 | 0 | 0.36426 | 0.36434
| 3155 | 0 | 0 | 0 | 0 | 0 | 0 | 0 | 0 | 0 | 0 | 0 | 0 | 0 | 0 | 0 | 0 | 0 | 0 | 0 | 0 | 0 | 0 | 0 | 0 | 0 | 0 | 0 | 0 | 0 | 0 | 0 | 0 | 0 | 0 | 0 | 0 | 0 | 0 | 0 | 0 | 0 | 0 | 0 | 0 | 0 | 0 | 0 | 0 | 0 | 0 | 0 | 0 | 0 | 0 | 0
| 3157 | 0 | 0 | 0 | 0 | 0 | 0 | 0.97686 | 0.42931 | 0 | 0 | 0 | 0 | 0 | 0 | 0 | 0 | 0 | 0 | 2.9748 | 1.4229 | 0 | 0 | 0 | 0 | 0 | 0 | 0 | 0 | 0 | 0 | 2.769 | 2.3492 | 0 | 0 | 0 | 0 | 0 | 0 | 0 | 0 | 0 | 0 | 3.4077 | 2.2203 | 0 | 0 | 0 | 0 | 1.4062 | 4.3977 | 5.1181 | 5.628 | 1.4062 | 4.3977 | 5.1181
| 3160 | 0 | 0 | 0 | 0 | 0 | 0 | 0.42815 | 0.17035 | 0 | 0 | 0 | 0 | 0 | 0 | 0 | 0 | 0 | 0 | 3.6217 | 1.4719 | 0 | 0 | 0 | 0 | 0 | 0 | 0 | 0 | 0 | 0 | 3.5597 | 2.9523 | 0 | 0 | 0 | 0 | 0 | 0 | 0 | 0 | 0 | 0 | 4.9032 | 2.9675 | 0 | 0 | 0 | 0 | 0.59849 | 5.0936 | 6.512 | 7.8708 | 0.59849 | 5.0936 | 6.512
| 3161 | 0 | 0 | 0 | 0 | 0 | 0 | 1.1713 | 0.39438 | 0 | 0 | 0 | 0 | 0 | 0 | 0 | 0 | 0 | 0 | 4.3283 | 1.942 | 0 | 0 | 0 | 0 | 0 | 0 | 0 | 0 | 0 | 0 | 3.8804 | 3.3141 | 0 | 0 | 0 | 0 | 0 | 0 | 0 | 0 | 0 | 0 | 5.0178 | 3.2749 | 0 | 0 | 0 | 0 | 1.5656 | 6.2703 | 7.1945 | 8.2927 | 1.5656 | 6.2703 | 7.1945
| 3162 | 0 | 0 | 0 | 0 | 0 | 0 | 0 | 0 | 0 | 0 | 0 | 0 | 0 | 0 | 0 | 0 | 0 | 0 | 0.47944 | 0.40315 | 0 | 0 | 0 | 0 | 0 | 0 | 0 | 0 | 0 | 0 | 0.39583 | 0.42778 | 0 | 0 | 0 | 0 | 0 | 0 | 0 | 0 | 0 | 0 | 1.6209 | 0.76603 | 0 | 0 | 0 | 0 | 0 | 0.88259 | 0.82361 | 2.3869 | 0 | 0.88259 | 0.82361
| 3163 | 0 | 0 | 0 | 0 | 0 | 0 | 0.087808 | 0.088138 | 0 | 0 | 0 | 0 | 0 | 0 | 0 | 0 | 0 | 0 | 2.1165 | 0.98803 | 0 | 0 | 0 | 0 | 0 | 0 | 0 | 0 | 0 | 0 | 2.5844 | 1.9279 | 0 | 0 | 0 | 0 | 0 | 0 | 0 | 0 | 0 | 0 | 3.238 | 1.8451 | 0 | 0 | 0 | 0 | 0.17595 | 3.1045 | 4.5123 | 5.083 | 0.17595 | 3.1045 | 4.5123
| 3168 | 0 | 0 | 0 | 0 | 0 | 0 | 1.4305 | 1.0958 | 0 | 0 | 0 | 0 | 0 | 0 | 0 | 0 | 0 | 0 | 25.8093 | 10.6032 | 0 | 0 | 0 | 0 | 0 | 0 | 0 | 0 | 0 | 0 | 28.3594 | 20.6669 | 0 | 0 | 0 | 0 | 0 | 0 | 0 | 0 | 0 | 0 | 35.0839 | 20.1128 | 0 | 0 | 0 | 0 | 2.5263 | 36.4126 | 49.0262 | 55.1967 | 2.5263 | 36.4126 | 49.0262
| 3169 | 0 | 0 | 0 | 0 | 0 | 0 | 0.58962 | 0.16804 | 0 | 0 | 0 | 0 | 0 | 0 | 0 | 0 | 0 | 0 | 2.1355 | 0.96571 | 0 | 0 | 0 | 0 | 0 | 0 | 0 | 0 | 0 | 0 | 1.8771 | 1.6521 | 0 | 0 | 0 | 0 | 0 | 0 | 0 | 0 | 0 | 0 | 2.4599 | 1.6587 | 0 | 0 | 0 | 0 | 0.75766 | 3.1013 | 3.5292 | 4.1185 | 0.75766 | 3.1013 | 3.5292
| 3170 | 0 | 0 | 0 | 0 | 0 | 0 | 1.1424 | 0.41299 | 0 | 0 | 0 | 0 | 0 | 0 | 0 | 0 | 0 | 0 | 3.7525 | 1.6786 | 0 | 0 | 0 | 0 | 0 | 0 | 0 | 0 | 0 | 0 | 3.2961 | 2.8398 | 0 | 0 | 0 | 0 | 0 | 0 | 0 | 0 | 0 | 0 | 4.3036 | 2.8588 | 0 | 0 | 0 | 0 | 1.5554 | 5.431 | 6.1359 | 7.1623 | 1.5554 | 5.431 | 6.1359
| 3176 | 0.20128 | 0.13008 | 0.093615 | 0.085064 | 0.09533 | 0.11485 | 0.14317 | 0.20502 | 0.22297 | 0.093994 | 0.10966 | 0.144 | 0.3888 | 0.34638 | 0.17503 | 0.10152 | 0.11723 | 0.15755 | 0.22119 | 0.28329 | 0.27403 | 0.13088 | 0.17092 | 0.19608 | 0.15488 | 0.16527 | 0.1212 | 0.15052 | 0.10524 | 0.16961 | 0.12859 | 0.15129 | 0.234 | 0.1027 | 0.10452 | 0.16871 | 0.21841 | 0.19973 | 0.093147 | 0.18512 | 0.15327 | 0.19277 | 0.20938 | 0.27046 | 0.30543 | 0.12622 | 0.1502 | 0.1986 | 1.639 | 2.5629 | 1.7565 | 2.3027 | 2.1626 | 2.131 | 1.9091
| 3782 | 0 | 0 | 0 | 0 | 0 | 0 | 0 | 0 | 0 | 0 | 0 | 0 | 0 | 0 | 0 | 0 | 0 | 0 | 0.16791 | 0.1032 | 0 | 0 | 0 | 0 | 0.07408 | 0 | 0 | 0 | 0 | 0 | 0.25187 | 0.15011 | 0 | 0 | 0 | 0 | 0 | 0 | 0 | 0 | 0 | 0 | 0.40112 | 0.17825 | 0 | 0 | 0 | 0 | 0 | 0.27111 | 0.47605 | 0.57937 | 0 | 0.34519 | 0.40197
| 3785 | 0 | 0 | 0 | 0 | 0 | 0 | 0 | 0 | 0 | 0 | 0 | 0 | 0 | 0 | 0 | 0 | 0 | 0 | 3.2203 | 1.8848 | 0 | 0 | 0 | 0 | 1.9911 | 0 | 0 | 0 | 0 | 0 | 3.6803 | 3.6942 | 0 | 0 | 0 | 0 | 0 | 0 | 0 | 0 | 0 | 0 | 9.1802 | 5.0795 | 0 | 0 | 0 | 0 | 0 | 5.105 | 9.3656 | 14.2596 | 0 | 7.0961 | 7.3745
| 4257 | 0.007481 | 0 | 0 | 0 | 0 | 0 | 0.14848 | 0.06099 | 0 | 0 | 0 | 0 | 0 | 0 | 0 | 0 | 0 | 0 | 1.2174 | 0.52855 | 0 | 0 | 0 | 0 | 0.4408 | 0 | 0 | 0 | 0 | 0 | 1.1819 | 0.91566 | 0 | 0 | 0 | 0 | 0 | 0 | 0 | 0 | 0 | 0 | 1.6179 | 0.91734 | 0 | 0 | 0 | 0 | 0.21695 | 1.7459 | 2.5383 | 2.5352 | 0.20947 | 2.1867 | 2.0975
| 5083 | 0.36083 | 0 | 0 | 0 | 0.014786 | 0 | 2.146 | 1.0396 | 0 | 0 | 0 | 0 | 0 | 0 | 0 | 0 | 0.018697 | 0.12663 | 5.2445 | 2.6986 | 0 | 0 | 0 | 0 | 0.8287 | 0 | 0 | 0 | 0.01446 | 0.057311 | 4.4053 | 3.8971 | 0.18326 | 0.0037962 | 0 | 0 | 0.004314 | 0 | 0 | 0.046404 | 0.018227 | 0.26026 | 5.2359 | 3.7993 | 0.22764 | 0.011346 | 0 | 0 | 3.5612 | 8.0885 | 9.3899 | 9.6034 | 3.2043 | 8.9129 | 8.6157
| 6390 | 0 | 0 | 0 | 0 | 0 | 0 | 0 | 0 | 0 | 0 | 0 | 0 | 0 | 0 | 0 | 0 | 0 | 0 | 0.028969 | 0.019423 | 0 | 0 | 0 | 0 | 0.012781 | 0 | 0 | 0 | 0 | 0 | 0.043453 | 0.028896 | 0 | 0 | 0 | 0 | 0 | 0 | 0 | 0 | 0 | 0 | 0.072421 | 0.032372 | 0 | 0 | 0 | 0 | 0 | 0.048392 | 0.08513 | 0.10479 | 0 | 0.061172 | 0.072349
| 6391 | 0 | 0 | 0 | 0 | 0 | 0 | 0.00092751 | 0.0018656 | 0 | 0 | 0 | 0 | 0 | 0 | 0 | 0 | 0 | 0 | 0.030608 | 0.015858 | 0 | 0 | 0 | 0 | 0.010522 | 0 | 0 | 0 | 0 | 0 | 0.036976 | 0.026119 | 0 | 0 | 0 | 0 | 0 | 0 | 0 | 0 | 0 | 0 | 0.056578 | 0.027985 | 0 | 0 | 0 | 0 | 0.0027932 | 0.046466 | 0.073618 | 0.084563 | 0.0027932 | 0.056988 | 0.063095
| 6565 | 0 | 0 | 0 | 0 | 0 | 0 | 0 | 0 | 0 | 0 | 0 | 0 | 0 | 0 | 0 | 0 | 0 | 0 | 0.062121 | 0.040164 | 0 | 0 | 0 | 0 | 0.035237 | 0 | 0 | 0 | 0 | 0 | 0.076648 | 0.053552 | 0 | 0 | 0 | 0 | 0 | 0 | 0 | 0 | 0 | 0 | 0.16418 | 0.075865 | 0 | 0 | 0 | 0 | 0 | 0.10228 | 0.16544 | 0.24004 | 0 | 0.13752 | 0.1302
| 6776 | 0 | 0 | 0 | 0 | 0 | 0 | 0 | 0 | 0 | 0 | 0 | 0 | 0 | 0 | 0 | 0 | 0 | 0 | 0.69351 | 0.43578 | 0 | 0 | 0 | 0 | 0 | 0 | 0 | 0 | 0 | 0 | 0.61645 | 0.61877 | 0 | 0 | 0 | 0 | 0 | 0 | 0 | 0 | 0 | 0 | 2.1904 | 0.95359 | 0 | 0 | 0 | 0 | 0 | 1.1293 | 1.2352 | 3.144 | 0 | 1.1293 | 1.2352
| 7138 | 0.43419 | 0 | 0 | 0 | 0 | 0 | 2.1752 | 1.0996 | 0 | 0 | 0 | 0 | 0 | 0 | 0 | 0 | 0 | 0 | 5.6738 | 2.5087 | 0 | 0 | 0 | 0 | 0.84595 | 0 | 0 | 0 | 0 | 0 | 4.944 | 3.8901 | 0 | 0 | 0 | 0 | 0 | 0 | 0 | 0 | 0 | 0 | 5.6516 | 3.9704 | 0 | 0 | 0 | 0 | 3.709 | 8.1825 | 9.68 | 9.622 | 3.2748 | 9.0284 | 8.8341
| 7153 | 2.9075 | 3.8162 | 3.9325 | 11.7315 | 11.6676 | 11.2306 | 12.0551 | 15.1876 | 11.5612 | 10.4094 | 5.8386 | 4.5933 | 22.5118 | 20.6154 | 6.9886 | 15.4076 | 10.2249 | 12.5879 | 13.6794 | 17.8816 | 10.5285 | 15.9411 | 6.0298 | 11.0725 | 20.7658 | 23.9982 | 5.9967 | 17.4741 | 12.8315 | 12.0199 | 14.6623 | 16.2756 | 13.7214 | 9.9951 | 7.6253 | 9.1184 | 17.3482 | 18.8432 | 12.802 | 20.6023 | 14.7402 | 13.7572 | 15.212 | 17.4151 | 14.0829 | 14.8859 | 8.9367 | 8.5355 | 104.9311 | 163.4691 | 164.4844 | 177.1612 | 146.6241 | 168.7871 | 167.754
| 7288 | 0.27752 | 0 | 0 | 0 | 0 | 0 | 1.8366 | 0.81302 | 0 | 0 | 0 | 0 | 0 | 0 | 0 | 0 | 0 | 0.037022 | 4.5462 | 2.1539 | 0 | 0 | 0 | 0 | 0.70236 | 0 | 0 | 0 | 0 | 0 | 3.5685 | 3.3 | 0.16986 | 0 | 0 | 0 | 0 | 0 | 0 | 0 | 0 | 0.2253 | 4.3249 | 3.1904 | 0.19255 | 0 | 0 | 0 | 2.9271 | 6.7372 | 7.7407 | 7.9332 | 2.6496 | 7.4395 | 7.0384
| 7318 | 0.32676 | 0 | 0 | 0 | 0 | 0 | 1.5862 | 0.83376 | 0 | 0 | 0 | 0 | 0 | 0 | 0 | 0 | 0 | 0.038124 | 4.4648 | 2.1519 | 0 | 0 | 0 | 0 | 0.83301 | 0 | 0 | 0 | 0 | 0 | 3.268 | 3.0413 | 0.15353 | 0 | 0 | 0 | 0 | 0 | 0 | 0 | 0 | 0.18916 | 3.8707 | 3.162 | 0.19155 | 0 | 0 | 0 | 2.7467 | 6.6548 | 7.2958 | 7.4134 | 2.4199 | 7.4878 | 6.4628
| 7690 | 0 | 0 | 0 | 0 | 0 | 0 | 0 | 0 | 0 | 0 | 0 | 0 | 0 | 0 | 0 | 0 | 0 | 0 | 0 | 0 | 0 | 0 | 0 | 0 | 0 | 0 | 0 | 0 | 0 | 0 | 0 | 0 | 0 | 0 | 0 | 0 | 0 | 0 | 0 | 0 | 0 | 0 | 0 | 0 | 0 | 0 | 0 | 0 | 0 | 0 | 0 | 0 | 0 | 0 | 0
| 7701 | 0 | 0 | 0 | 0 | 0 | 0 | 0 | 0 | 0 | 0 | 0 | 0 | 0 | 0 | 0 | 0 | 0 | 0 | 0 | 0 | 0 | 0 | 0 | 0 | 0 | 0 | 0 | 0 | 0 | 0 | 0 | 0 | 0 | 0 | 0 | 0 | 0 | 0 | 0 | 0 | 0 | 0 | 0 | 0 | 0 | 0 | 0 | 0 | 0 | 0 | 0 | 0 | 0 | 0 | 0
| 7835 | 0.54867 | 0 | 0 | 0 | 0.19069 | 0.056792 | 9.2194 | 4.9459 | 0 | 0 | 0 | 0 | 0 | 0 | 0 | 0 | 0.30776 | 1.8173 | 15.3388 | 7.3076 | 0 | 0 | 0 | 0 | -0.27166 | 0 | 0 | 0 | 0.14966 | 0.74343 | 15.4472 | 9.949 | 0 | 0 | 0 | 0 | 0 | 0 | 0 | 0.47986 | 0.10444 | 0.40423 | 16.8722 | 9.6313 | 0.063503 | 0 | 0 | 0 | 14.9615 | 24.7714 | 26.0176 | 27.5555 | 14.5299 | 24.3417 | 26.7239
| 7962 | 0.10924 | 0 | 0 | 0 | 0.082863 | 0.32442 | 0.66559 | 0.71995 | 0 | 0 | 0 | 0 | 0.029473 | 0.0014864 | 0 | 0 | 0.092445 | 0.39296 | 1.1694 | 0.85026 | 0.0035735 | 0.14823 | 0 | 0 | 0.20231 | 0.058643 | 0.0036244 | 0.042382 | 0.12934 | 0.22016 | 1.2414 | 0.97717 | 0.080169 | 0.066243 | 0 | 0.031799 | 0.072605 | 0.048963 | 0.048406 | 0.31655 | 0.08338 | 0.28082 | 1.3295 | 0.96202 | 0.087978 | 0.022506 | 0 | 0.0083322 | 1.9021 | 2.6878 | 3.0532 | 3.2611 | 1.8334 | 3.0007 | 3.1868
| 8008 | 1.9154 | 0 | 0 | 0 | 0 | 0 | 28.054 | 12.4465 | 0 | 0 | 0 | 0 | 0 | 0 | 0 | 0 | 0 | 0 | 90.9222 | 42.9014 | 0 | 0 | 0 | 0 | 6.7065 | 0 | 0 | 0 | 0 | 0 | 81.674 | 65.0758 | 0 | 0 | 0 | 0 | 0 | 0 | 0 | 0 | 0 | 0 | 99.2939 | 67.1268 | 0 | 0 | 0 | 0 | 42.416 | 133.8236 | 153.4564 | 166.4206 | 40.5006 | 140.5301 | 146.7499
| 8012 | 0 | 0 | 0 | 0 | 0 | 0 | 0.35654 | 1.0709 | 0 | 0 | 0 | 0 | 0 | 0 | 0 | 0 | 0 | 0 | 41.148 | 22.9708 | 0 | 0 | 0 | 0 | 0 | 0 | 0 | 0 | 0 | 0 | 51.7187 | 37.5664 | 0 | 0 | 0 | 0 | 0 | 0 | 0 | 0 | 0 | 0 | 89.6808 | 46.2325 | 0 | 0 | 0 | 0 | 1.4274 | 64.1188 | 89.2852 | 135.9133 | 1.4274 | 64.1188 | 89.2852
| 10030 | 0 | 0 | 0 | 0 | 1e-07 | 1e-07 | 3e-07 | 2e-07 | 0 | 1e-07 | 0 | 0 | 0 | 0 | 0 | 0 | 1e-07 | 0 | 3e-07 | 2e-07 | 0 | 1e-07 | 0 | 1e-07 | 1e-07 | 1e-07 | 0 | 0 | 1e-07 | 1e-07 | 3e-07 | 2e-07 | 2e-07 | 1e-07 | 0 | 1e-07 | 0 | 0 | 0 | 1e-07 | 1e-07 | 2e-07 | 4e-07 | 2e-07 | 1e-07 | 2e-07 | 0 | 1e-07 | 8e-07 | 8e-07 | 1.3e-06 | 1.4e-06 | 8e-07 | 1e-06 | 1.2e-06
| 10043 | 0 | 0 | 0 | 0 | 0 | 0 | 0 | 0 | 0 | 0 | 0 | 0 | 0 | 0 | 0 | 0 | 0 | 0 | 0 | 0 | 0 | 0 | 0 | 0 | 0 | 0 | 0 | 0 | 0 | 0 | 0 | 0 | 0 | 0 | 0 | 0 | 0 | 0 | 0 | 0 | 0 | 0 | 0 | 0 | 0 | 0 | 0 | 0 | 0 | 0 | 0 | 0 | 0 | 0 | 0
| 10061 | 0 | 0 | 0 | 0 | 0 | 0 | 1e-08 | 0 | 0 | 0 | 0 | 0 | 0 | 0 | 0 | 0 | 1e-08 | 0 | 0 | 1e-08 | 0 | 0 | 0 | 0 | 0 | 0 | 0 | 0 | 1e-08 | 0 | 1e-08 | 0 | 0 | 0 | 0 | 0 | 0 | 0 | 0 | 0 | 1e-08 | 0 | 1e-08 | 0 | 0 | 0 | 0 | 0 | 1e-08 | 2e-08 | 2e-08 | 2e-08 | 2e-08 | 2e-08 | 2e-08
| 10099 | 0.059393 | 0.012888 | 0.19602 | 0.59366 | 0.53637 | 0.546 | 0.75508 | 0.8179 | 0.432 | 0.40193 | 0.26101 | 0.15622 | 0.24294 | 0.17447 | 0.34688 | 0.70718 | 0.50199 | 0.63219 | 0.9713 | 1.0042 | 0.4178 | 0.85777 | 0.25176 | 0.36707 | 0.32579 | 0.33873 | 0.2861 | 0.86876 | 0.60772 | 0.53136 | 0.99465 | 0.90289 | 0.61795 | 0.49217 | 0.33739 | 0.33536 | 0.34343 | 0.34544 | 0.84046 | 1.081 | 0.80938 | 0.66288 | 1.046 | 0.96464 | 0.68281 | 0.79365 | 0.39431 | 0.3235 | 4.7685 | 6.4755 | 6.6389 | 8.2875 | 5.3436 | 6.9292 | 7.6315
| 10113 | 0 | 0 | 0 | 0 | 0 | 0 | 0 | 0 | 0 | 0 | 0 | 0 | 0 | 0 | 0 | 0 | 0 | 0 | 0 | 0 | 0 | 0 | 0 | 0 | 0 | 0 | 0 | 0 | 0 | 0 | 0 | 0 | 0 | 0 | 0 | 0 | 0 | 0 | 0 | 0 | 0 | 0 | 0 | 0 | 0 | 0 | 0 | 0 | 0 | 0 | 0 | 0 | 0 | 0 | 0
| 10118 | 0 | 0 | 0 | 0 | 0 | 0 | 0 | 0 | 0 | 0 | 0 | 0 | 0 | 0 | 0 | 0 | 0 | 0 | 0 | 0 | 0 | 0 | 0 | 0 | 0 | 0 | 0 | 0 | 0 | 0 | 0 | 0 | 0 | 0 | 0 | 0 | 0 | 0 | 0 | 0 | 0 | 0 | 0 | 0 | 0 | 0 | 0 | 0 | 0 | 0 | 0 | 0 | 0 | 0 | 0
| 10122 | 0 | 0 | 0 | 0 | 0 | 0 | 0 | 0 | 0 | 0 | 0 | 0 | 0 | 0 | 0 | 0 | 0 | 0 | 0 | 0 | 0 | 0 | 0 | 0 | 0 | 0 | 0 | 0 | 0 | 0 | 0 | 0 | 0 | 0 | 0 | 0 | 0 | 0 | 0 | 0 | 0 | 0 | 0 | 0 | 0 | 0 | 0 | 0 | 0 | 0 | 0 | 0 | 0 | 0 | 0
| 10123 | 0 | 0 | 0 | 0 | 0 | 0 | 0 | 0 | 0 | 0 | 0 | 0 | 0 | 0 | 0 | 0 | 0 | 0 | 0 | 0 | 0 | 0 | 0 | 0 | 0 | 0 | 0 | 0 | 0 | 0 | 0 | 0 | 0 | 0 | 0 | 0 | 0 | 0 | 0 | 0 | 0 | 0 | 0 | 0 | 0 | 0 | 0 | 0 | 0 | 0 | 0 | 0 | 0 | 0 | 0
| 10129 | 0 | 0 | 0 | 0 | 0 | 0 | 0 | 0 | 0 | 0 | 0 | 0 | 0 | 0 | 0 | 0 | 0 | 0 | 0 | 0 | 0 | 0 | 0 | 0 | 0 | 0 | 0 | 0 | 0 | 0 | 0 | 0 | 0 | 0 | 0 | 0 | 0 | 0 | 0 | 0 | 0 | 0 | 0 | 0 | 0 | 0 | 0 | 0 | 0 | 0 | 0 | 0 | 0 | 0 | 0
| 10224 | 0 | 0 | 0 | 0 | 0 | 0 | 0 | 0 | 0 | 0 | 0 | 0 | 0 | 0 | 0 | 0 | 0 | 0 | 0 | 0 | 0 | 0 | 0 | 0 | 0 | 0 | 0 | 0 | 0 | 0 | 0 | 0 | 0 | 0 | 0 | 0 | 0 | 0 | 0 | 0 | 0 | 0 | 0 | 0 | 0 | 0 | 0 | 0 | 0 | 0 | 0 | 0 | 0 | 0 | 0
| 10302 | 0.0094129 | 0.0005537 | 0.0016611 | 0.0044296 | 0.012181 | 0.026578 | 0.0049833 | 0.0027684 | 0.026024 | 0.003876 | 0.0005537 | 0.011628 | 0.0049833 | 0 | 0 | 0.0011074 | 0.01052 | 0.016611 | 0.0044296 | 0.0016611 | 0.017165 | 0.0011074 | 0.0011074 | 0.0077518 | 0 | 0 | 0 | 0.0005537 | 0.0066444 | 0.022702 | 0.0022148 | 0 | -0.30564 | -0.0094129 | 0 | 0 | 0 | 0 | 0 | 0 | -0.3444 | -0.32945 | -0.30897 | -0.33056 | -0.0027685 | 0 | 0 | 0 | 0.10465 | 0.066444 | -0.28294 | -1.3161 | 0.093022 | 0.057031 | -0.63454
| 10308 | 0.2096 | 0 | 1.2451 | 4.2136 | 5.0607 | 4.7302 | 6.3283 | 6.6425 | 5.1712 | 2.7764 | 2.3605 | 0.839 | 0.75518 | 0.2743 | 2.5351 | 2.8528 | 4.8662 | 5.5415 | 6.6758 | 8.8224 | 5.3787 | 4.3812 | 2.6605 | 2.7501 | 1.1616 | 0.72604 | 1.6818 | 8.4566 | 5.8637 | 5.3274 | 6.2083 | 6.9848 | 5.6369 | 3.9869 | 3.1915 | 3.3634 | 4.362 | 3.0247 | 3.919 | 12.3348 | 6.9299 | 5.656 | 6.7115 | 7.4339 | 6.2083 | 5.3358 | 2.9508 | 4.3437 | 39.5771 | 47.4937 | 52.5891 | 69.2104 | 40.1317 | 54.1 | 65.2698
| 10343 | 0 | 0 | 0 | 0 | 0 | 0 | 0 | 0 | 0 | 0 | 0 | 0 | 0 | 0 | 0 | 0 | 0 | 0 | 0 | 0 | 0 | 0 | 0 | 0 | 0 | 0 | 0 | 0 | 0 | 0 | 0 | 0 | 0 | 0 | 0 | 0 | 0 | 0 | 0 | 0 | 0 | 0 | 0 | 0 | 0 | 0 | 0 | 0 | 0 | 0 | 0 | 0 | 0 | 0 | 0
| 10435 | 0 | 0 | 0 | 0 | 2e-05 | 0 | 0 | 0 | 0 | 0 | 0 | 0 | 0 | 0 | 0 | 0 | 0 | 0 | 0 | 0 | 0 | 0 | 0 | 0 | 0 | 0 | 0 | 0 | 0 | 0 | 0 | 0 | 0 | 0 | 0 | 0 | 0 | 0 | 0 | 0 | 0 | 0 | 0 | 0 | 0 | 0 | 0 | 0 | 2e-05 | 0 | 0 | 0 | 0 | 0 | 0
| 10566 | 0 | 0 | 0 | 0 | 0 | 0 | 0 | 0 | 0 | 0 | 0 | 0 | 0 | 0 | 0 | 0 | 0 | 0 | 0 | 0 | 0 | 0 | 0 | 0 | 0 | 0 | 0 | 0 | 0 | 0 | 0 | 0 | 0 | 0 | 0 | 0 | 0 | 0 | 0 | 0 | 0 | 0 | 0 | 0 | 0 | 0 | 0 | 0 | 0 | 0 | 0 | 0 | 0 | 0 | 0
| 10603 | 0 | 0 | 0 | 0 | 0 | 0 | 0 | 0 | 0 | 0 | 0 | 0 | 0 | 0 | 0 | 0 | 0 | 0 | 0 | 0 | 0 | 0 | 0 | 0 | 0 | 0 | 0 | 0 | 0 | 0 | 0 | 0 | 0 | 0 | 0 | 0 | 0 | 0 | 0 | 0 | 0 | 0 | 0 | 0 | 0 | 0 | 0 | 0 | 0 | 0 | 0 | 0 | 0 | 0 | 0
| 10629 | 0 | 0 | 0 | 0 | 0 | 0 | 0 | 0 | 0 | 0 | 0 | 0 | 0 | 0 | 0 | 0 | 0 | 0 | 0 | 0 | 0 | 0 | 0 | 0 | 0 | 0 | 0 | 0 | 0 | 0 | 0 | 0 | 0 | 0 | 0 | 0 | 0 | 0 | 0 | 0 | 0 | 0 | 0 | 0 | 0 | 0 | 0 | 0 | 0 | 0 | 0 | 0 | 0 | 0 | 0
| 10643 | 0 | 0 | 0 | 0 | 0 | 0 | 0 | 0 | 0 | 0 | 0 | 0 | 0 | 0 | 0 | 0 | 0 | 0 | 0 | 0 | 0 | 0 | 0 | 0 | 0 | 0 | 0 | 0 | 0 | 0 | 0 | 0 | 0 | 0 | 0 | 0 | 0 | 0 | 0 | 0 | 0 | 0 | 0 | 0 | 0 | 0 | 0 | 0 | 0 | 0 | 0 | 0 | 0 | 0 | 0
| 10693 | 0 | 0 | 0 | 0 | 0 | 0 | 0 | 0 | 0 | 0 | 0 | 0 | 0 | 0 | 0 | 0 | 0 | 0 | 0 | 0 | 0 | 0 | 0 | 0 | 0 | 0 | 0 | 0 | 0 | 0 | 0 | 0 | 0 | 0 | 0 | 0 | 0 | 0 | 0 | 0 | 0 | 0 | 0 | 0 | 0 | 0 | 0 | 0 | 0 | 0 | 0 | 0 | 0 | 0 | 0
| 10746 | 0 | 0 | 0 | 0 | 0 | 0 | 0 | 0 | 0 | 0 | 0 | 0 | 0 | 0 | 0 | 0 | 0 | 0 | 0 | 0 | 0 | 0 | 0 | 0 | 0 | 0 | 0 | 0 | 0 | 0 | 0 | 0 | 0 | 0 | 0 | 0 | 0 | 0 | 0 | 0 | 0 | 0 | 0 | 0 | 0 | 0 | 0 | 0 | 0 | 0 | 0 | 0 | 0 | 0 | 0
| 10751 | 0.10408 | 0 | 0.14453 | 0.50811 | 0.48393 | 0.8857 | 1.2764 | 1.2449 | 0.52792 | 0.3883 | 0.31776 | 0.17091 | 0.27379 | 0.12093 | 0.2747 | 0.39753 | 0.4562 | 0.99035 | 1.789 | 1.4999 | 0.54482 | 0.54297 | 0.40753 | 0.40082 | 0.3033 | 0.16499 | 0.20583 | 0.72912 | 0.63864 | 0.82672 | 1.8941 | 1.5473 | 0.81139 | 0.64608 | 0.43203 | 0.51184 | 0.79856 | 0.36588 | 0.48228 | 1.1639 | 0.63563 | 0.93327 | 1.6556 | 1.5433 | 0.7998 | 0.54983 | 0.3939 | 0.712 | 6.0525 | 7.6985 | 8.7113 | 10.034 | 6.335 | 8.2173 | 10.1157
| 10805 | 0 | 0 | 0 | 0 | 0 | 0 | 1e-05 | 1e-06 | 0 | 0 | 0 | 0 | 0 | 0 | 0 | 0 | 0 | 0 | 0 | 1e-06 | 0 | 0 | 0 | 0 | 0 | 0 | 0 | 0 | 1e-06 | 0 | 1e-05 | 1e-06 | 0 | 0 | 0 | 0 | 0 | 0 | 0 | 1e-06 | 1e-06 | 0 | 0 | 1e-06 | 0 | 0 | 0 | 0 | 1.1e-05 | 1e-06 | 1.2e-05 | 3e-06 | 1.1e-05 | 2e-06 | 1.3e-05
| 10870 | 0 | 0 | 0 | 0 | 0 | 0 | 0 | 0 | 0 | 0 | 0 | 0 | 0 | 0 | 0 | 0 | 0 | 0 | 0 | 0 | 0 | 0 | 0 | 0 | 0 | 0 | 0 | 0 | 0 | 0 | 0 | 0 | 0 | 0 | 0 | 0 | 0 | 0 | 0 | 0 | 0 | 0 | 0 | 0 | 0 | 0 | 0 | 0 | 0 | 0 | 0 | 0 | 0 | 0 | 0
| 50094 | 0 | 0 | 0 | 0 | 0 | 0 | 0 | 0 | 0 | 0 | 0 | 0 | 0 | 0 | 0 | 0 | 0 | 0 | 0 | 0 | 0 | 0 | 0 | 0 | 0 | 0 | 0 | 0 | 0 | 0 | 0 | 0 | 0 | 0 | 0 | 0 | 0 | 0 | 0 | 0 | 0 | 0 | 0 | 0 | 0 | 0 | 0 | 0 | 0 | 0 | 0 | 0 | 0 | 0 | 0
| 50215 | 0 | 0 | 0 | 0 | 0 | 0 | 0 | 0 | 0 | 0 | 0 | 0 | 0 | 0 | 0 | 0 | 0 | 0 | 0 | 0 | 0 | 0 | 0 | 0 | 0 | 0 | 0 | 0 | 0 | 0 | 0 | 0 | 0 | 0 | 0 | 0 | 0 | 0 | 0 | 0 | 0 | 0 | 0 | 0 | 0 | 0 | 0 | 0 | 0 | 0 | 0 | 0 | 0 | 0 | 0
| 50279 | -0.035283 | 0.01747 | 0 | 0.0147 | 0.12705 | 0.79321 | 0.86256 | 0.82583 | 0 | 0.030775 | 0.032563 | 0 | 0 | 0 | 0 | 0.16309 | 0.16774 | 0.95097 | 0.384 | 0.098013 | 0.020862 | 0.54379 | 0.03258 | 0.10461 | 0.28283 | 0.017509 | 0.016141 | 0.27764 | 0.3243 | 0.70922 | 1.2686 | 0.75043 | -0.010487 | 0.32572 | 0.0059026 | 0.14023 | 0.22954 | 0.17484 | 0.14549 | 0.78595 | 0.29731 | 0.60871 | 0.72645 | 0.44878 | -0.081811 | 0.13907 | 0 | 0.29783 | 2.6689 | 2.4657 | 4.108 | 3.7722 | 2.8758 | 3.0532 | 4.8227
| 50373 | 0 | 0 | 0 | 0 | 0 | 0 | 0 | 0 | 0 | 0 | 0 | 0 | 0 | 0 | 0 | 0 | 0 | 0 | 0 | 0 | 0 | 0 | 0 | 0 | 0 | 0 | 0 | 0 | 0 | 0 | 0 | 0 | 0 | 0 | 0 | 0 | 0 | 0 | 0 | 0 | 0 | 0 | 0 | 0 | 0 | 0 | 0 | 0 | 0 | 0 | 0 | 0 | 0 | 0 | 0
| 50385 | 0 | 0 | 0 | 1e-06 | 1e-06 | 1e-06 | 1e-06 | 1e-06 | 0 | 0 | 0 | 0 | 0 | 0 | 0 | 2e-06 | 1e-06 | 1e-06 | 1e-06 | 1e-06 | 0 | 1e-06 | 0 | 0 | 0 | 0 | 0 | 1e-06 | 1e-06 | 1e-06 | 1e-06 | 1e-06 | 0 | 0 | 0 | 0 | 0 | 1e-06 | 1e-06 | 1e-06 | 1e-06 | 1e-06 | 0 | 1e-06 | 0 | 1e-06 | 0 | 0 | 5e-06 | 7e-06 | 5e-06 | 7e-06 | 6e-06 | 6e-06 | 7e-06
| 50411 | 0 | 0 | 0 | 0 | 0 | 0 | 0 | 0 | 0 | 0 | 0 | 0 | 0 | 0 | 0 | 0 | 0 | 0 | 0 | 0 | 0 | 0 | 0 | 0 | 0 | 0 | 0 | 0 | 0 | 0 | 0 | 0 | 0 | 0 | 0 | 0 | 0 | 0 | 0 | 0 | 0 | 0 | 0 | 0 | 0 | 0 | 0 | 0 | 0 | 0 | 0 | 0 | 0 | 0 | 0
| 50463 | 0 | 0 | 0 | 0 | 0 | 0 | 0 | 0 | 0 | 0 | 0 | 0 | 0 | 0 | 0 | 0 | 0 | 0 | 0 | 0 | 0 | 0 | 0 | 0 | 0 | 0 | 0 | 0 | 0 | 0 | 0 | 0 | 0 | 0 | 0 | 0 | 0 | 0 | 0 | 0 | 0 | 0 | 0 | 0 | 0 | 0 | 0 | 0 | 0 | 0 | 0 | 0 | 0 | 0 | 0
| 50497 | 1e-06 | 0 | 0 | 1e-06 | 0 | 1e-06 | 1e-06 | 1e-06 | 1e-06 | 1e-06 | 1e-06 | 1e-06 | 1e-06 | 0 | 0 | 1e-06 | 1e-06 | 0 | 1e-06 | 1e-06 | 2e-06 | 1e-06 | 1e-06 | 1e-06 | 1e-06 | 0 | 1e-06 | 0 | 1e-06 | 1e-06 | 1e-06 | 1e-06 | 2e-06 | 0 | 1e-06 | 0 | 1e-06 | 0 | 1e-06 | 0 | 1e-06 | 0 | 1e-06 | 0 | 1e-06 | 0 | 0 | 1e-06 | 9e-06 | 1e-05 | 9e-06 | 6e-06 | 1e-05 | 1e-05 | 9e-06
| 50561 | 0.45065 | 0 | 3.6054 | 6.9081 | 12.0105 | 13.2521 | 11.8376 | 13.6719 | 11.79 | 15.5128 | 7.299 | 2.5831 | 1.9417 | 0.82545 | 6.2623 | 16.5763 | 12.2054 | 13.3951 | 11.1216 | 12.5106 | 12.9382 | 18.6788 | 7.6282 | 5.13 | 2.7759 | 3.329 | 6.6136 | 13.268 | 13.7377 | 14.3476 | 11.7571 | 12.4714 | 12.0903 | 13.6911 | 5.8733 | 6.1115 | 5.4432 | 4.5564 | 12.2204 | 14.589 | 15.5178 | 15.0523 | 11.4013 | 11.9432 | 13.8421 | 20.9042 | 6.7794 | 5.9653 | 98.9212 | 119.2137 | 116.0666 | 138.2146 | 113.7576 | 121.1268 | 128.6693
| 50611 | 0.03313 | 0 | 0 | 0.02136 | 0.20183 | 0.48099 | 0.08293 | 0.04146 | 0.67755 | 0.03762 | 0.03915 | 0.09913 | 0.03316 | 0 | 0 | 0.00719 | 0.1211 | 0.41465 | 0.07463 | 0.03317 | 0.4775 | 0 | 0.0235 | 0.03295 | 0.01657 | 0 | 0 | 0 | 0.04379 | 0.47242 | 0.05805 | 0.00829 | 0.47831 | 0.01518 | 0 | 0 | 0 | 0 | 0 | 0 | 0.02209 | 0.3648 | 0.01658 | 0.00829 | 0.38424 | 0 | 0 | 0 | 1.7151 | 1.2179 | 1.0926 | 0.796 | 1.6203 | 1.1168 | 1.0543
| 50628 | 0 | 0 | 0.28544 | 1.2642 | 1.3111 | 1.3636 | 2.1454 | 2.4376 | 1.0583 | 1.0061 | 0.86055 | 0.054334 | 0.036348 | 0.036251 | 0.82413 | 0.80304 | 1.104 | 1.5921 | 2.4627 | 2.8839 | 1.1711 | 1.0236 | 1.2067 | 0.70418 | 0.036336 | 0.10883 | 0.48967 | 0.96156 | 1.4954 | 1.49 | 2.5337 | 2.8909 | 1.485 | 1.2498 | 0.80461 | 0.92609 | 0.30903 | 0.1811 | 0.62287 | 1.671 | 1.5234 | 1.9813 | 2.3692 | 2.8 | 1.173 | 1.1794 | 0.73661 | 1.3249 | 11.7867 | 13.8481 | 14.4719 | 15.8718 | 11.7297 | 14.1361 | 15.6875
| 50657 | 0 | 0 | 0 | 0 | 0 | 0 | 0 | 0 | 0 | 0 | 0 | 0 | 0 | 0 | 0 | 0 | 0 | 0 | 0 | 0 | 0 | 0 | 0 | 0 | 0 | 0 | 0 | 0 | 0 | 0 | 0 | 0 | 0 | 0 | 0 | 0 | 0 | 0 | 0 | 0 | 0 | 0 | 0 | 0 | 0 | 0 | 0 | 0 | 0 | 0 | 0 | 0 | 0 | 0 | 0
| 50776 | 0.86137 | 0 | 0 | 1.359 | 1.4309 | 0.9449 | 1.1588 | 2.3984 | 1.2849 | 1.2729 | 2.3771 | 0.71851 | 0.59037 | 0 | 0 | 0.78559 | 1.6244 | 2.23 | -0.22121 | 0.94595 | 1.8955 | 2.1703 | 0.28143 | 0.60055 | 0.41545 | 0 | 0 | 1.225 | 2.2824 | 1.5487 | 0.30746 | 0.02812 | 3.0297 | 0.13833 | 0 | 0.0755 | 0 | 0 | 0 | 0 | 0.73835 | 2.705 | 0.55589 | 0.50666 | 2.2481 | 0 | 0 | 0.01829 | 13.8067 | 10.9028 | 9.0507 | 6.7723 | 13.1558 | 11.8254 | 5.8662
| 50799 | 5.2709 | 4.2437 | 0.056483 | 0.16528 | 0.33775 | 1.0423 | 1.0873 | 1.6466 | 0.2367 | 0.35389 | 0.14578 | 0 | 3.4444 | 2.0605 | 0.10807 | 0.31449 | 0.34925 | 1.3305 | 1.5026 | 1.7713 | 0.36592 | 0.66468 | 0.24459 | 0.19383 | 5.3397 | 3.3083 | 0.08734 | 0.3104 | 0.53597 | 1.1028 | 1.9198 | 1.6769 | 0.49769 | 0.62553 | 0.17974 | 0.59258 | 8.4831 | 6.3582 | 0.31971 | 0.62507 | 0.68383 | 1.1596 | 1.6627 | 1.3824 | 0.33295 | 0.52626 | 0.042947 | 0.76157 | 14.5867 | 12.3501 | 16.1767 | 22.3383 | 10.7893 | 15.655 | 23.065
| 50852 | 1.5816 | 0.95184 | 0 | 0.12302 | 0.1799 | 0.34554 | 0.47267 | 0.65225 | 0.27299 | 0.24299 | 0.11335 | 0.0184 | 1.0888 | 0.50552 | 0.16759 | 0.18113 | 0.25093 | 0.45792 | 0.61282 | 0.71201 | 0.33135 | 0.22061 | 0.16588 | 0.17539 | 1.8998 | 1.1871 | 0.061697 | 0.14631 | 0.27898 | 0.41414 | 0.62165 | 0.62982 | 0.40375 | 0.29218 | 0.15934 | 0.2698 | 4.0361 | 3.3641 | 0.21255 | 0.2713 | 0.39773 | 0.46375 | 0.64921 | 0.59129 | 0.28228 | 0.31794 | 0.12653 | 0.34489 | 4.9546 | 4.87 | 6.3646 | 11.0576 | 4.3122 | 6.2499 | 11.0724
| 50859 | 0 | 0 | 0 | 0 | 0 | 0 | 0 | 0 | 0 | 0 | 0 | 0 | 0 | 0 | 0 | 0 | 0 | 0 | 0 | 0 | 0 | 0 | 0 | 0 | 0 | 0 | 0 | 0 | 0 | 0 | 0 | 0 | 0 | 0 | 0 | 0 | 0 | 0 | 0 | 0 | 0 | 0 | 0 | 0 | 0 | 0 | 0 | 0 | 0 | 0 | 0 | 0 | 0 | 0 | 0
| 50885 | 0 | 0 | 0 | 0 | 1e-06 | 1e-06 | 1e-06 | 0 | 1e-06 | 0 | 0 | 0 | 0 | 0 | 0 | 0 | 0 | 1e-06 | 1e-06 | 0 | 0 | 0 | 0 | 0 | 0 | 0 | 0 | 0 | 0 | 1e-06 | 1e-06 | 0 | 0 | 0 | 0 | 0 | 0 | 0 | 0 | 0 | 0 | 1e-06 | 1e-06 | 0 | 0 | 0 | 0 | 0 | 4e-06 | 2e-06 | 2e-06 | 2e-06 | 3e-06 | 2e-06 | 2e-06
| 50888 | 0 | 0 | 0 | 0 | 0 | 0 | 0 | 0 | 0 | 0 | 0 | 0 | 0 | 0 | 0 | 0 | 0 | 0 | 0 | 0 | 0 | 0 | 0 | 0 | 0 | 0 | 0 | 0 | 0 | 0 | 0 | 0 | 0 | 0 | 0 | 0 | 0 | 0 | 0 | 0 | 0 | 0 | 0 | 0 | 0 | 0 | 0 | 0 | 0 | 0 | 0 | 0 | 0 | 0 | 0
| 50960 | 0 | 0 | 0 | 0 | 0 | 0 | 0 | 0 | 0 | 0 | 0 | 0 | 0 | 0 | 0 | 0 | 0 | 0 | 0 | 0 | 0 | 0 | 0 | 0 | 0 | 0 | 0 | 0 | 0 | 0 | 0 | 0 | 0 | 0 | 0 | 0 | 0 | 0 | 0 | 0 | 0 | 0 | 0 | 0 | 0 | 0 | 0 | 0 | 0 | 0 | 0 | 0 | 0 | 0 | 0
| 50974 | 0 | 0 | 0 | 0 | 0 | 0 | 0 | 0 | 0 | 0 | 0 | 0 | 0 | 0 | 0 | 0 | 0 | 0 | 0 | 0 | 0 | 0 | 0 | 0 | 0 | 0 | 0 | 0 | 0 | 0 | 0 | 0 | 0 | 0 | 0 | 0 | 0 | 0 | 0 | 0 | 0 | 0 | 0 | 0 | 0 | 0 | 0 | 0 | 0 | 0 | 0 | 0 | 0 | 0 | 0
| 52149 | 0 | 0 | 0 | 0 | 0 | 0 | 0 | 0 | 0 | 0 | 0 | 0 | 0 | 0 | 0 | 0 | 0 | 0 | 0 | 0 | 0 | 0 | 0 | 0 | 0 | 0 | 0 | 0 | 0 | 0 | 0 | 0 | 0 | 0 | 0 | 0 | 0 | 0 | 0 | 0 | 0 | 0 | 0 | 0 | 0 | 0 | 0 | 0 | 0 | 0 | 0 | 0 | 0 | 0 | 0
| 52193 | 0 | 0 | 0 | 0 | 0 | 0 | 0 | 0 | 0 | 0 | 0 | 0 | 0 | 0 | 0 | 0 | 0 | 0 | 2e-06 | 2e-06 | 0 | 0 | 0 | 0 | 0 | 0 | 0 | 0 | 0 | 0 | 2e-06 | 2e-06 | 0 | 0 | 0 | 0 | 0 | 0 | 0 | 0 | 0 | 0 | 2e-06 | 2e-06 | 0 | 0 | 0 | 0 | 0 | 4e-06 | 4e-06 | 4e-06 | 0 | 4e-06 | 4e-06
| 54250 | 0 | 0 | 0 | 0 | 0 | 0 | 0 | 0 | 0 | 0 | 0 | 0 | 0 | 0 | 0 | 0 | 0 | 0 | 0 | 0 | 0 | 0 | 0 | 0 | 0 | 0 | 0 | 0 | 0 | 0 | 0 | 0 | 0 | 0 | 0 | 0 | 0 | 0 | 0 | 0 | 0 | 0 | 0 | 0 | 0 | 0 | 0 | 0 | 0 | 0 | 0 | 0 | 0 | 0 | 0
| 54333 | 0 | 0 | 0 | 0 | 0 | 0 | 1e-08 | 1e-08 | 0 | 0 | 0 | 0 | 0 | 0 | 0 | 0 | 0 | 0 | 1e-08 | 1e-08 | 0 | 0 | 0 | 0 | 0 | 0 | 0 | 0 | 0 | 0 | 1e-08 | 1e-08 | 0 | 0 | 0 | 0 | 0 | 0 | 0 | 0 | 0 | 0 | 1e-08 | 1e-08 | 0 | 0 | 0 | 0 | 2e-08 | 2e-08 | 2e-08 | 2e-08 | 2e-08 | 2e-08 | 2e-08
| 54569 | 0 | 0 | 0 | 0 | 0 | 0 | 0 | 0 | 0 | 0 | 0 | 0 | 0 | 0 | 0 | 0 | 0 | 0 | 0 | 0 | 0 | 0 | 0 | 0 | 0 | 0 | 0 | 0 | 0 | 0 | 0 | 0 | 0 | 0 | 0 | 0 | 0 | 0 | 0 | 0 | 0 | 0 | 0 | 0 | 0 | 0 | 0 | 0 | 0 | 0 | 0 | 0 | 0 | 0 | 0
| 54625 | 0 | 0 | 0 | 0 | 0 | 0 | 0 | 0 | 0 | 0 | 0 | 0 | 0 | 0 | 0 | 0 | 0 | 0 | 0 | 0 | 0 | 0 | 0 | 0 | 0 | 0 | 0 | 0 | 0 | 0 | 0 | 0 | 0 | 0 | 0 | 0 | 0 | 0 | 0 | 0 | 0 | 0 | 0 | 0 | 0 | 0 | 0 | 0 | 0 | 0 | 0 | 0 | 0 | 0 | 0
| 54634 | 0 | 0 | 0 | 0 | 0 | 0 | 0 | 0 | 0 | 0 | 0 | 0 | 0 | 0 | 0 | 0 | 0 | 0 | 0 | 0 | 0 | 0 | 0 | 0 | 0 | 0 | 0 | 0 | 0 | 0 | 0 | 0 | 0 | 0 | 0 | 0 | 0 | 0 | 0 | 0 | 0 | 0 | 0 | 0 | 0 | 0 | 0 | 0 | 0 | 0 | 0 | 0 | 0 | 0 | 0
| 54640 | 0 | 0 | 0.25565 | 0.9918 | 0.98294 | 1.0019 | 1.2353 | 1.4416 | 1.0747 | 0.72789 | 0.4726 | 0.25524 | 0.3361 | 0.062317 | 0.45456 | 0.77668 | 1.0405 | 1.1384 | 1.4 | 1.7777 | 1.0575 | 0.99872 | 0.59149 | 0.52147 | 0.35519 | 0.20543 | 0.40078 | 1.7085 | 1.1591 | 1.1152 | 1.4176 | 1.5019 | 1.1803 | 0.87477 | 0.70347 | 0.65927 | 0.64236 | 0.63234 | 0.97258 | 2.4575 | 1.4144 | 1.3243 | 1.4922 | 1.548 | 1.3313 | 1.2035 | 0.71828 | 0.74831 | 8.4397 | 10.1554 | 11.2815 | 14.4851 | 8.8794 | 11.3142 | 13.5717
| 54693 | -0.0147 | 0 | 0.008208 | 0.10762 | 0.048273 | 0.13188 | 0.19462 | 0.071336 | 0.09866 | 0.055009 | 0.081636 | 0.014318 | 0.16601 | 0.10993 | 0.099337 | 0.075821 | 0.13535 | 0.16586 | 0.15121 | 0.10516 | 0.12871 | 0.12684 | 0.068818 | 0.094925 | 0.10415 | 0.04304 | 0.025023 | 0.064517 | 0.06664 | 0.080034 | 0.11188 | 0.084989 | 0.041554 | 0.049632 | 0.038465 | 0.091109 | 0.18092 | 0.15489 | 0.049756 | 0.12554 | 0.064099 | 0.05603 | 0.1076 | 0.073244 | -0.002757 | 0.060574 | 0.042791 | 0.10204 | 0.79685 | 1.428 | 0.80103 | 1.0147 | 1.2339 | 1.1449 | 1.0729
| 54708 | 0 | 0 | 0 | 0 | 0 | 0 | 0 | 0 | 0 | 0 | 0 | 0 | 0 | 0 | 0 | 0 | 0 | 0 | 0 | 0 | 0 | 0 | 0 | 0 | 0 | 0 | 0 | 0 | 0 | 0 | 0 | 0 | 0 | 0 | 0 | 0 | 0 | 0 | 0 | 0 | 0 | 0 | 0 | 0 | 0 | 0 | 0 | 0 | 0 | 0 | 0 | 0 | 0 | 0 | 0
| 54746 | 0 | 0 | 0 | 0 | 0 | 0 | 0 | 0 | 0 | 0 | 0 | 0 | 0 | 0 | 0 | 0 | 0 | 0 | 0 | 0 | 0 | 0 | 0 | 0 | 0 | 0 | 0 | 0 | 0 | 0 | 0 | 0 | 0 | 0 | 0 | 0 | 0 | 0 | 0 | 0 | 0 | 0 | 0 | 0 | 0 | 0 | 0 | 0 | 0 | 0 | 0 | 0 | 0 | 0 | 0
| 54785 | 0 | 1e-06 | 0 | 0 | 0 | 0 | 0 | 0 | 1e-06 | 0 | 0 | 0 | 2e-06 | 1e-06 | 0 | 0 | 0 | 0 | 0 | 0 | 1e-06 | 0 | 0 | 0 | 0 | 1e-06 | 0 | 0 | 0 | 0 | 0 | 0 | 1e-06 | 0 | 0 | 0 | 1e-06 | 1e-06 | 0 | 0 | 1e-06 | 0 | 0 | 0 | 1e-06 | 0 | 0 | 0 | 2e-06 | 4e-06 | 2e-06 | 4e-06 | 4e-06 | 2e-06 | 4e-06
| 54795 | 0 | 0 | 0 | 0 | 0 | 0 | 0 | 0 | 0 | 0 | 0 | 0 | 0 | 0 | 0 | 0 | 0 | 0 | 0 | 0 | 0 | 0 | 0 | 0 | 0 | 0 | 0 | 0 | 0 | 0 | 0 | 0 | 0 | 0 | 0 | 0 | 0 | 0 | 0 | 0 | 0 | 0 | 0 | 0 | 0 | 0 | 0 | 0 | 0 | 0 | 0 | 0 | 0 | 0 | 0
| 54829 | 0 | 0 | 0 | 0 | 0 | 0 | 0 | 0 | 0 | 0 | 0 | 0 | 0 | 0 | 0 | 0 | 0 | 0 | 0 | 0 | 0 | 0 | 0 | 0 | 0 | 0 | 0 | 0 | 0 | 0 | 0 | 0 | 0 | 0 | 0 | 0 | 0 | 0 | 0 | 0 | 0 | 0 | 0 | 0 | 0 | 0 | 0 | 0 | 0 | 0 | 0 | 0 | 0 | 0 | 0
| 54832 | 0.071084 | 0.031047 | 0.49307 | 0.51842 | -0.02175 | -0.25669 | 0.08823 | -0.01073 | -0.09297 | -0.075474 | 0.43335 | 0.34567 | 0.51439 | 0.14114 | 0.36255 | 0.13702 | 0.01234 | -0.03949 | 0.0952 | 0.10297 | -0.0154 | 0.07623 | 0.40589 | 0.54617 | 0.040888 | 0.028436 | -0.069468 | 0.07966 | -0.13218 | -0.15594 | -0.11315 | -0.07115 | -0.26081 | -0.14913 | -0.29455 | 0.24526 | 0.21825 | 0.17331 | -0.23694 | -0.1039 | -0.10324 | -0.24757 | -0.21792 | -0.27927 | -0.30926 | -0.26282 | -0.56321 | -0.32759 | 1.5233 | 2.339 | -0.85214 | -2.2602 | 1.5988 | 1.1189 | -0.852
| 54934 | 0 | 0 | 0 | 0 | 0 | 0 | 0 | 0 | 7e-07 | 0 | 0 | 0 | 0 | 0 | 0 | 0 | 0 | 0 | 0 | 0 | 0 | 0 | 0 | 0 | 0 | 0 | 0 | 0 | 0 | 0 | 0 | 0 | 0 | 0 | 0 | 0 | 0 | 0 | 0 | 0 | 0 | 0 | 0 | 0 | 0 | 0 | 0 | 0 | 7e-07 | 0 | 0 | 0 | 7e-07 | 0 | 0
| 54980 | 0 | 0 | 0 | 0 | 0 | 0 | 0 | 0 | 6e-07 | 0 | 0 | 0 | 0 | 0 | 0 | 0 | 0 | 0 | 0 | 0 | 0 | 0 | 0 | 0 | 0 | 0 | 0 | 0 | 0 | 0 | 0 | 0 | 0 | 0 | 0 | 0 | 0 | 0 | 0 | 0 | 6e-07 | 0 | 0 | 0 | 0 | 0 | 0 | 0 | 6e-07 | 0 | 0 | 6e-07 | 6e-07 | 0 | 6e-07
| 55074 | 0 | 0 | 0 | 0 | 0 | 0 | 0 | 0 | 0 | 0 | 0 | 0 | 0 | 0 | 0 | 0 | 0 | 0 | 0 | 0 | 0 | 0 | 0 | 0 | 0 | 0 | 0 | 0 | 0 | 0 | 0 | 0 | 0 | 0 | 0 | 0 | 0 | 0 | 0 | 0 | 0 | 0 | 0 | 0 | 0 | 0 | 0 | 0 | 0 | 0 | 0 | 0 | 0 | 0 | 0
| 55193 | 0.62951 | 0.61891 | 0.36647 | 0.29025 | 0.33294 | 0.25837 | 0.21067 | 0.29149 | 0.38586 | 0.58132 | 0.32286 | 0.86394 | 1.166 | 0.97053 | 0.66421 | 0.33994 | 0.3531 | 0.43958 | -0.17046 | 0.079781 | 0.26591 | 0.36425 | 0.48561 | 1.1504 | 0.60606 | 0.55757 | 0.90894 | 0.46289 | 0.39457 | 0.2944 | -0.092869 | -0.22566 | 0.27765 | 0.2081 | 0.39602 | 0.54203 | 0.59261 | 0.65581 | 0.64255 | 0.21708 | 0.27421 | 0.50537 | -0.017067 | 0.081704 | 0.49474 | 0.36082 | 0.76761 | 0.9747 | 5.1526 | 6.1089 | 4.3297 | 5.5501 | 6.4083 | 5.5451 | 3.7819
| 55231 | 1.8442 | 1.7233 | 0.67354 | 0.63061 | 0.76341 | 1.3685 | 1.036 | 1.0732 | 1.5464 | 0.7647 | 1.2596 | 1.2563 | 0.78929 | 0.82104 | 0.74936 | 0.43978 | 0.7772 | 1.29 | 0.73228 | 1.1246 | 1.443 | 0.43914 | 1.0805 | 1.8695 | 0.49018 | 0.51756 | 0.6571 | 0.66616 | 0.68573 | 1.2645 | 0.78333 | 0.75779 | 1.5711 | 0.79588 | 1.3776 | 1.424 | 0.66574 | 0.71433 | 0.4912 | 0.73704 | 0.87572 | 1.2662 | 0.67451 | 0.73618 | 1.5675 | 0.5278 | 1.3599 | 1.5263 | 13.9396 | 11.5557 | 10.9908 | 11.1425 | 11.8812 | 10.9958 | 11.4581
| 55233 | 0.14674 | 0.1939 | 0 | 0 | 0.54388 | 4.5888 | 6.3692 | 5.6889 | 0 | 0.035513 | 0 | 0 | 0 | -0.068091 | 0 | 0.14466 | 1.2464 | 7.0305 | 5.6201 | 6.5222 | 1.0767 | 3.0957 | 0 | 0 | 1.0856 | -0.068521 | 0 | 0.46598 | 1.1074 | 1.9882 | 4.0096 | 3.1977 | 0.32653 | 0.58196 | 0.23086 | 0.27616 | -1.1751 | 0.59227 | 1.2922 | 2.1498 | 0.92719 | 0.70215 | 3.1195 | 2.2515 | 0.13753 | 0.67985 | -0.14285 | 0.74281 | 17.5669 | 24.6683 | 13.2015 | 11.2769 | 18.0054 | 25.9357 | 14.3974
| 55239 | 2.2812 | 2.145 | 0.75278 | 0.39496 | 0.65227 | 0.65151 | 0.55568 | 1.294 | 1.706 | 0.96905 | 1.1453 | 1.9116 | 1.7573 | 1.588 | 1.2933 | 0.69275 | 0.7482 | 1.2743 | 1.2686 | 2.141 | 2.209 | 1.0186 | 1.5601 | 1.9722 | 1.9718 | 1.9866 | 1.7662 | 0.57316 | 0.98729 | 1.3267 | 0.61798 | 0.93697 | 1.5815 | 0.6616 | 1.2838 | 1.1876 | 1.7199 | 1.5682 | 1.8292 | 0.66318 | 1.0244 | 1.7134 | 1.3194 | 2.0523 | 2.4301 | 1.3754 | 2.3015 | 1.6835 | 14.4594 | 17.5233 | 14.8811 | 19.6805 | 14.3126 | 18.7288 | 14.401
| 55298 | 3.38 | 2.9364 | 1.0816 | 0.93174 | 1.1367 | 2.2889 | 1.6311 | 1.9266 | 2.7062 | 1.4382 | 2.5119 | 2.0226 | 2.8641 | 2.4651 | 1.2133 | 0.55772 | 1.236 | 2.2544 | 1.2931 | 2.0951 | 2.7678 | 0.97742 | 2.1852 | 2.9901 | 1.9328 | 1.8945 | 1.6233 | 0.82236 | 1.2209 | 1.9722 | 1.4338 | 1.4342 | 2.2854 | 1.2805 | 2.0045 | 2.2792 | 1.5053 | 1.5108 | 1.1167 | 1.005 | 1.3587 | 2.1904 | 1.1538 | 1.4387 | 2.689 | 1.2815 | 2.4827 | 2.6822 | 23.9919 | 22.8993 | 20.1836 | 20.4147 | 22.8618 | 22.0569 | 19.1863
| 55337 | 1.527 | 1.5611 | 0.9361 | 0.27112 | 0.61688 | 1.4014 | 0.60139 | 0.62734 | 1.4467 | 0.22451 | 0.319 | 1.5926 | 1.901 | 1.6808 | 0.11482 | 0.2224 | 0.71239 | 1.2392 | 0.47006 | 0.27063 | 1.2538 | 0.05894 | 0.18767 | 0.7494 | 1.4889 | 1.9043 | 0.05653 | 0.08685 | 0.31791 | 1.38 | 0.4481 | 0.32784 | 1.6009 | 0.30565 | 0.17796 | 0.52009 | 0.86502 | 0.67762 | 0.01643 | 0.10938 | 0.28581 | 1.1165 | 0.19189 | 0.09167 | 1.3713 | 0.06319 | 0.06783 | 0.24673 | 11.1251 | 8.8612 | 8.6151 | 5.1034 | 10.8443 | 8.0843 | 6.7148
| 55381 | 0.38402 | 0 | 0 | 0 | 0 | 0 | 2.2478 | 0.94652 | 0 | 0 | 0 | 0 | 0 | 0 | 0 | 0 | 0 | 0 | 16.6407 | 6.8008 | 0 | 0 | 0 | 0 | 4.6565 | 0 | 0 | 0 | 0 | 0 | 16.5076 | 12.8171 | 0 | 0 | 0 | 0 | 0 | 0 | 0 | 0 | 0 | 0 | 21.5716 | 12.5429 | 0 | 0 | 0 | 0 | 3.5784 | 23.4415 | 33.9812 | 34.1145 | 3.1944 | 28.098 | 29.3247
| 55524 | 0.8174 | 0.94813 | 1.7757 | 1.7114 | 2.7955 | 6.035 | 4.0793 | 7.3151 | 8.9901 | 5.5713 | 6.5095 | 3.2046 | 2.4504 | 2.0959 | 4.022 | 2.0259 | 4.0938 | 8.8021 | 5.9352 | 11.0828 | 11.7388 | 4.6219 | 7.6524 | 5.5361 | 0.96232 | 0.94398 | 6.1861 | 2.1019 | 3.6936 | 7.518 | 4.8092 | 9.5081 | 8.0419 | 4.3905 | 6.2413 | 5.327 | 2.2663 | 2.1521 | 6.3011 | 2.9754 | 5.3638 | 10.9886 | 7.3694 | 14.5323 | 11.2292 | 7.045 | 9.084 | 7.5451 | 49.7531 | 70.0572 | 59.7237 | 86.8525 | 56.3929 | 69.2572 | 64.8948
| 55667 | 1.0085 | 0.69098 | 0.2951 | 0.38805 | 0.63667 | 1.4554 | 0.82646 | 0.54138 | 1.7219 | 0.39217 | 0.27463 | 0.55611 | 0.56459 | 0.33255 | 0.23501 | 0.63819 | 0.74236 | 1.2174 | 0.52082 | 0.58441 | 1.0987 | 0.57157 | 0.19817 | 0.42886 | 1.0496 | 0.75218 | 0.15866 | 0.5267 | 0.51448 | 1.3762 | 0.55402 | 0.59719 | 1.1731 | 0.54533 | 0.26636 | 0.48984 | 0.58606 | 0.29907 | 0.30846 | 0.34719 | 0.51914 | 1.1437 | 0.43819 | 0.43841 | 1.2568 | 0.4589 | 0.16599 | 0.4301 | 8.7873 | 7.1327 | 8.0036 | 6.392 | 8.2807 | 7.6216 | 7.0619
| 55690 | 1.5111 | 1.1532 | 0.5265 | 0.17812 | 0.30911 | 0.42681 | 0.48334 | 0.9504 | 1.2073 | 0.44713 | 0.51914 | 1.4228 | 2.3863 | 2.2174 | 1.3483 | 0.56586 | 0.51225 | 0.84321 | -0.83199 | 0.60641 | 1.386 | 0.50739 | 1.0751 | 1.338 | 0.7073 | 0.71837 | 0.87193 | 0.32791 | 0.39854 | 0.67845 | -1.2176 | -0.82942 | 1.1614 | 0.45154 | 0.97223 | 0.88546 | 0.96666 | 0.90021 | 0.93308 | 0.39358 | 0.66615 | 1.1171 | -0.9627 | 0.010999 | 1.876 | 0.5721 | 1.4116 | 1.285 | 9.135 | 11.9542 | 5.1261 | 9.1698 | 12.487 | 7.9481 | 5.9618
| 55765 | 0 | 0 | 0 | 0 | 0 | 0 | 0 | 0 | 0 | 0 | 0 | 0 | 0 | 0 | 0 | 0 | 0 | 0 | 0 | 0 | 0 | 0 | 0 | 0 | 0 | 0 | 0 | 0 | 0 | 0 | 0 | 0 | 0 | 0 | 0 | 0 | 0 | 0 | 0 | 0 | 0 | 0 | 0 | 0 | 0 | 0 | 0 | 0 | 0 | 0 | 0 | 0 | 0 | 0 | 0
| 55801 | 2.2811 | 2.0203 | 0.71509 | 1.4959 | 1.5759 | 1.6751 | 1.2935 | 1.7565 | 3.0523 | 2.949 | 1.7877 | 1.9167 | 0.20851 | -0.07331 | 2.322 | 1.0269 | 1.5897 | 2.4562 | 1.6985 | 2.7787 | 2.9653 | 2.0272 | 2.096 | 1.8133 | -0.52962 | -1.2058 | 2.8636 | 1.6587 | 2.1552 | 1.7284 | 1.4056 | 1.7025 | 2.0519 | 1.4079 | 1.8448 | 1.5754 | 0.86525 | 0.54081 | 2.3185 | 1.5801 | 2.2151 | 2.4631 | 1.6155 | 2.5959 | 2.9177 | 2.637 | 2.977 | 2.8333 | 22.5191 | 20.909 | 16.6586 | 25.5592 | 19.5047 | 20.7773 | 19.2362
| 55885 | 0 | 0 | 0 | 0 | 0 | 0 | 0 | 0 | 0 | 0 | 0 | 0 | 0 | 0 | 0 | 0 | 0 | 0 | 0 | 0 | 0 | 0 | 0 | 0 | 0 | 0 | 0 | 0 | 0 | 0 | 0 | 0 | 0 | 0 | 0 | 0 | 0 | 0 | 0 | 0 | 0 | 0 | 0 | 0 | 0 | 0 | 0 | 0 | 0 | 0 | 0 | 0 | 0 | 0 | 0
| 55938 | 0.63956 | 0 | 0 | 0 | 0.092766 | 0.081361 | 3.427 | 2.2647 | 0 | 0 | 0 | 0 | 0 | 0 | 0 | 0 | 0.23461 | 0.33719 | 6.0883 | 2.8023 | 0 | 0 | 0 | 0 | 0.8131 | 0 | 0 | 0 | 0.15881 | 0.081525 | 5.7243 | 3.9667 | 0.085644 | 0 | 0 | 0 | 0 | 0 | 0 | 0.1079 | 0.12498 | 0.1796 | 4.6614 | 3.6379 | 0.017218 | 0.020078 | 0 | 0 | 6.5054 | 9.4624 | 10.8301 | 8.749 | 6.0077 | 10.1997 | 10.091
| 55964 | 0 | 0 | 0 | 0 | 0 | 0 | 0 | 0 | 0 | 0 | 0 | 0 | 0 | 0 | 0 | 0 | 4e-07 | 0 | 0 | 0 | 0 | 0 | 0 | 0 | 0 | 0 | 0 | 0 | 0 | 0 | 0 | 0 | 0 | 0 | 0 | 0 | 0 | 0 | 0 | 0 | 0 | 0 | 0 | 0 | 0 | 0 | 0 | 0 | 0 | 4e-07 | 0 | 0 | 4e-07 | 0 | 0
| 55976 | 0.38133 | 0.41891 | 0.4938 | 0.13107 | 0.13125 | -0.11981 | 0.017834 | -0.016391 | -0.10674 | 0.030676 | -0.01832 | 0.18416 | 0.13752 | 0.31052 | 0.063177 | 0.079207 | 0.12925 | -0.11488 | 0.010517 | -0.030496 | -0.12057 | -0.00146 | -0.071164 | 0.047575 | 0.19528 | 0.30558 | -0.045713 | 0.008232 | 0.090628 | -0.1972 | -0.037596 | -0.029198 | -0.12639 | -0.022946 | -0.060638 | 0.035628 | 0.19654 | 0.20108 | -0.18773 | -0.037462 | -0.00901 | -0.12475 | -0.043394 | -0.063261 | -0.19594 | -0.094643 | -0.1575 | -0.086146 | 1.5278 | 0.43919 | 0.11568 | -0.60221 | 0.69109 | 0.27353 | -0.27491
| 56038 | 0 | 0 | 0 | 0 | 0 | 0 | 0 | 0 | 0 | 0 | 0 | 0 | 0 | 0 | 0 | 0 | 0 | 0 | 0 | 0 | 0 | 0 | 0 | 0 | 0 | 0 | 0 | 0 | 0 | 0 | 0 | 0 | 0 | 0 | 0 | 0 | 0 | 0 | 0 | 0 | 0 | 0 | 0 | 0 | 0 | 0 | 0 | 0 | 0 | 0 | 0 | 0 | 0 | 0 | 0
| 56050 | 0 | 0 | 0 | 0 | 0 | 0 | 0 | 0 | 0 | 0 | 0 | 0 | 0 | 0 | 0 | 0 | 0 | 0 | 0 | 0 | 0 | 0 | 0 | 0 | 0 | 0 | 0 | 0 | 0 | 0 | 0 | 0 | 0 | 0 | 0 | 0 | 0 | 0 | 0 | 0 | 0 | 0 | 0 | 0 | 0 | 0 | 0 | 0 | 0 | 0 | 0 | 0 | 0 | 0 | 0
| 56397 | 0.03033 | 0.030079 | 0 | 0.02691 | 0.17357 | 0.89591 | 0.79758 | 0.98599 | 0 | 0.082554 | 0.042956 | 0 | 0 | 0 | 0.07132 | 0.22979 | 0.21761 | 0.97207 | 0.4787 | 0.44916 | 0.083886 | 0.66184 | 0.071615 | 0.13928 | 0.25786 | 0.039907 | 0.042879 | 0.30848 | 0.38718 | 0.85454 | 1.2147 | 0.90229 | 0.06789 | 0.38694 | 0.057192 | 0.29232 | 0.31966 | 0.21066 | 0.21406 | 0.83797 | 0.46943 | 0.71839 | 0.80327 | 0.68902 | -0.056404 | 0.17928 | 0.014303 | 0.45868 | 3.0659 | 3.3753 | 4.8122 | 4.8583 | 3.3237 | 3.8929 | 5.8277
| 56429 | 0 | 0 | 0 | 0 | 0 | 0 | 0 | 0 | 5e-07 | 0 | 0 | 0 | 0 | 0 | 0 | 0 | 0 | 0 | 0 | 0 | 5e-07 | 0 | 0 | 0 | 0 | 0 | 0 | 0 | 0 | 0 | 0 | 0 | 5e-07 | 0 | 0 | 0 | 0 | 0 | 0 | 0 | 0 | 0 | 0 | 0 | 5e-07 | 0 | 0 | 0 | 5e-07 | 5e-07 | 5e-07 | 5e-07 | 5e-07 | 5e-07 | 5e-07
| 56430 | 5e-07 | 0 | 0 | 5e-07 | 0 | 5e-07 | 0 | 0 | 5e-07 | 0 | 0 | 0 | 5e-07 | 0 | 0 | 0 | 0 | 5e-07 | 0 | 0 | 5e-07 | 0 | 0 | 0 | 5e-07 | 0 | 0 | 0 | 0 | 5e-07 | 0 | 0 | 5e-07 | 5e-07 | 0 | 0 | 0 | 0 | 0 | 0 | 0 | 5e-07 | 0 | 0 | 5e-07 | 0 | 0 | 0 | 2e-06 | 1.5e-06 | 2e-06 | 1e-06 | 1.5e-06 | 1.5e-06 | 1.5e-06
| 56510 | 0 | 0 | 0 | 0 | 0 | 0 | 0 | 0 | 1e-07 | 0 | 0 | 0 | 0 | 0 | 0 | 0 | 0 | 0 | 0 | 0 | 0 | 0 | 0 | 0 | 0 | 0 | 0 | 0 | 0 | 0 | 0 | 0 | 0 | 0 | 0 | 0 | 0 | 0 | 0 | 0 | 0 | 0 | 0 | 0 | 0 | 0 | 0 | 0 | 1e-07 | 0 | 0 | 0 | 1e-07 | 0 | 0
| 56511 | 0 | 0 | 0 | 0 | 0 | 2e-07 | 0 | 0 | 2e-07 | 0 | 0 | 0 | 0 | 0 | 0 | 0 | 2e-07 | 2e-07 | 0 | 0 | 2e-07 | 0 | 0 | 0 | 0 | 0 | 0 | 0 | 0 | 2e-07 | 0 | 0 | 2e-07 | 0 | 0 | 0 | 0 | 0 | 0 | 0 | 0 | 2e-07 | 0 | 0 | 2e-07 | 0 | 0 | 0 | 4e-07 | 6e-07 | 4e-07 | 4e-07 | 6e-07 | 4e-07 | 4e-07
| 56512 | 0 | 0 | 0 | 0 | 0 | 0 | 0 | 0 | 2e-07 | 0 | 0 | 0 | 0 | 0 | 0 | 0 | 0 | 0 | 0 | 0 | 0 | 0 | 0 | 0 | 0 | 0 | 0 | 0 | 0 | 0 | 0 | 0 | 0 | 0 | 0 | 0 | 0 | 0 | 0 | 0 | 0 | 0 | 0 | 0 | 0 | 0 | 0 | 0 | 2e-07 | 0 | 0 | 0 | 2e-07 | 0 | 0
| 56513 | 0 | 0 | 0 | 0 | 0 | 0 | 0 | 0 | 0 | 0 | 0 | 0 | 0 | 0 | 0 | 0 | 0 | 0 | 0 | 0 | 0 | 0 | 0 | 0 | 0 | 0 | 0 | 0 | 0 | 0 | 0 | 0 | 0 | 0 | 0 | 0 | 0 | 0 | 0 | 0 | 0 | 0 | 0 | 0 | 0 | 0 | 0 | 0 | 0 | 0 | 0 | 0 | 0 | 0 | 0
| 56571 | 0 | 0 | 0 | 0 | 0 | 0 | 0 | 0 | 0 | 0 | 0 | 0 | 0 | 0 | 0 | 0 | 0 | 0 | 0 | 0 | 0 | 0 | 0 | 0 | 0 | 0 | 0 | 0 | 0 | 0 | 0 | 0 | 0 | 0 | 0 | 0 | 0 | 0 | 0 | 0 | 0 | 0 | 0 | 0 | 0 | 0 | 0 | 0 | 0 | 0 | 0 | 0 | 0 | 0 | 0
| 56680 | 0 | 0 | 0 | 0 | 0 | 0 | 0 | 0 | 0 | 0 | 0 | 0 | 0 | 0 | 0 | 0 | 0 | 0 | 0 | 0 | 0 | 0 | 0 | 0 | 0 | 0 | 0 | 0 | 0 | 0 | 0 | 0 | 0 | 0 | 0 | 0 | 0 | 0 | 0 | 0 | 0 | 0 | 0 | 0 | 0 | 0 | 0 | 0 | 0 | 0 | 0 | 0 | 0 | 0 | 0
| 56690 | 0 | 0 | 0 | 0 | 0 | 0 | 0 | 0 | 0 | 0 | 0 | 0 | 0 | 0 | 0 | 0 | 0 | 0 | 0 | 0 | 0 | 0 | 0 | 0 | 0 | 0 | 0 | 0 | 0 | 0 | 0 | 0 | 0 | 0 | 0 | 0 | 0 | 0 | 0 | 0 | 0 | 0 | 0 | 0 | 0 | 0 | 0 | 0 | 0 | 0 | 0 | 0 | 0 | 0 | 0
| 56701 | 0 | 0 | 0 | 0 | 0 | 0 | 0 | 0 | 0 | 0 | 0 | 0 | 0 | 0 | 0 | 0 | 0 | 0 | 0 | 0 | 0 | 0 | 0 | 0 | 0 | 0 | 0 | 0 | 0 | 0 | 0 | 0 | 0 | 0 | 0 | 0 | 0 | 0 | 0 | 0 | 0 | 0 | 0 | 0 | 0 | 0 | 0 | 0 | 0 | 0 | 0 | 0 | 0 | 0 | 0
| 56846 | 1.1214 | 0.94775 | 0.4833 | 0.41695 | 0.61034 | 0.13229 | 0.55963 | 0.55463 | 0.41335 | 0.36221 | 0.37441 | 1.2947 | 1.1322 | 1.2676 | 0.46335 | 0.42727 | 0.20113 | 0.23748 | 0.48427 | 0.12683 | 0.24091 | 0.37126 | 0.09114 | 0.33324 | 0.52089 | 0.61161 | 0.25776 | 0.32063 | 0.20232 | 0.18716 | 0.22584 | 0.35481 | 0.11226 | 0.31227 | 0.22008 | 0.42398 | 0.82493 | 1.1158 | 0.17289 | 0.052 | 0.13777 | 0.00324 | 0.12482 | 0.03279 | -0.21381 | 0.15839 | -0.17831 | 0.19104 | 7.2709 | 5.3767 | 3.7496 | 2.4215 | 7.1828 | 3.7983 | 4.1398
| 56850 | 0 | 0 | 0 | 0 | 0 | 0 | 0 | 0 | 0 | 0 | 0 | 0 | 0 | 0 | 0 | 0 | 0 | 0 | 0 | 0 | 2e-07 | 0 | 0 | 0 | 0 | 0 | 0 | 0 | 0 | 0 | 0 | 0 | 2e-07 | 0 | 0 | 0 | 0 | 0 | 0 | 0 | 0 | 0 | 0 | 0 | 0 | 0 | 0 | 0 | 0 | 2e-07 | 2e-07 | 0 | 0 | 2e-07 | 2e-07
| 56873 | 0 | 0 | 0 | 0 | 1e-07 | 1e-07 | 0 | 0 | 0 | 0 | 0 | 0 | 0 | 0 | 0 | 0 | 1e-07 | 1e-07 | 0 | 0 | 0 | 0 | 0 | 0 | 0 | 0 | 0 | 0 | 0 | 1e-07 | 0 | 0 | 0 | 0 | 0 | 0 | 0 | 0 | 0 | 0 | 0 | 1e-07 | 0 | 0 | 0 | 0 | 0 | 0 | 2e-07 | 2e-07 | 1e-07 | 1e-07 | 2e-07 | 1e-07 | 1e-07
| 56884 | 0 | 0 | 0 | 0 | 0 | 0 | 0 | 0 | 0 | 0 | 0 | 0 | 0 | 0 | 0 | 0 | 3e-07 | 0 | 0 | 0 | 0 | 0 | 0 | 0 | 0 | 0 | 0 | 0 | 0 | 0 | 0 | 0 | 0 | 0 | 0 | 0 | 0 | 0 | 0 | 0 | 0 | 0 | 0 | 0 | 0 | 0 | 0 | 0 | 0 | 3e-07 | 0 | 0 | 3e-07 | 0 | 0
| 56887 | 0 | 0 | 0 | 0 | 4e-07 | 0 | 0 | 0 | 0 | 0 | 0 | 0 | 0 | 0 | 0 | 0 | 0 | 0 | 0 | 0 | 0 | 0 | 0 | 0 | 0 | 0 | 0 | 0 | 0 | 0 | 0 | 0 | 0 | 0 | 0 | 0 | 0 | 0 | 0 | 0 | 0 | 0 | 0 | 0 | 0 | 0 | 0 | 0 | 4e-07 | 0 | 0 | 0 | 0 | 0 | 0
| 56890 | 0 | 0 | 0 | 0 | 1e-07 | 0 | 0 | 0 | 1e-07 | 0 | 0 | 0 | 0 | 0 | 0 | 0 | 0 | 0 | 0 | 0 | 1e-07 | 0 | 0 | 0 | 0 | 0 | 0 | 0 | 0 | 0 | 0 | 0 | 0 | 0 | 0 | 0 | 0 | 0 | 0 | 0 | 0 | 0 | 0 | 0 | 0 | 0 | 0 | 0 | 2e-07 | 1e-07 | 0 | 0 | 1e-07 | 1e-07 | 0
| 56911 | 0 | 0 | 0 | 0 | 2e-06 | 0 | 0 | 0 | 0 | 0 | 0 | 0 | 0 | 0 | 0 | 0 | 0 | 0 | 0 | 0 | 0 | 0 | 0 | 0 | 0 | 0 | 0 | 0 | 0 | 0 | 0 | 0 | 0 | 0 | 0 | 0 | 0 | 0 | 0 | 0 | 0 | 0 | 0 | 0 | 0 | 0 | 0 | 0 | 2e-06 | 0 | 0 | 0 | 0 | 0 | 0
| 56957 | 0 | 0 | 0 | 0 | 0 | 0 | 0 | 0 | 0 | 0 | 0 | 0 | 0 | 0 | 0 | 0 | 0 | 0 | 0 | 0 | 0 | 0 | 0 | 0 | 0 | 0 | 0 | 0 | 0 | 0 | 0 | 0 | 0 | 0 | 0 | 0 | 0 | 0 | 0 | 0 | 0 | 0 | 0 | 0 | 0 | 0 | 0 | 0 | 0 | 0 | 0 | 0 | 0 | 0 | 0
| 56963 | 1.0479 | 0.87403 | 0.60716 | 0.43504 | 0.76726 | 1.2851 | 1.045 | 1.3497 | 1.6021 | 0.68601 | 0.78849 | 1.1294 | 1.2381 | 1.1036 | 0.88106 | 0.57691 | 1.4988 | 1.468 | 1.5593 | 1.7225 | 1.6905 | 0.78894 | 1.4532 | 1.1501 | 1.2366 | 1.3541 | 1.0865 | 0.35125 | 0.81096 | 1.4878 | 1.2346 | 1.5359 | 1.5964 | 1.1329 | 1.5243 | 1.4101 | 1.136 | 0.94647 | 1.4144 | 0.83012 | 1.0051 | 1.6156 | 1.7796 | 1.9081 | 1.7993 | 1.0976 | 1.7278 | 1.6135 | 11.6172 | 15.1311 | 14.7613 | 16.8736 | 13.1843 | 14.672 | 15.2541
| 57183 | 0 | 0 | 0 | 2e-07 | 0 | 0 | 0 | 0 | 0 | 0 | 0 | 0 | 0 | 0 | 0 | 0 | 0 | 0 | 0 | 0 | 0 | 0 | 0 | 0 | 0 | 0 | 0 | 0 | 0 | 0 | 0 | 0 | 0 | 0 | 0 | 0 | 0 | 0 | 0 | 0 | 0 | 0 | 0 | 0 | 0 | 0 | 0 | 0 | 2e-07 | 0 | 0 | 0 | 0 | 0 | 0
| 57349 | 0.57235 | 0.55211 | 0.28084 | 0.1386 | 0.51749 | 0.67397 | 0.51704 | 0.67324 | 0.59067 | 0.52945 | 0.41801 | 0.4798 | 0.92461 | 0.73987 | 0.39562 | 0.26599 | 0.65684 | 0.68418 | 0.63043 | 0.64392 | 0.58445 | 0.58795 | 0.63564 | 0.52672 | 0.80973 | 0.77912 | 0.50032 | 0.18391 | 0.49542 | 0.6686 | 0.65054 | 0.71952 | 0.64405 | 0.67232 | 0.67418 | 0.62337 | 0.77833 | 0.73874 | 0.70136 | 0.38298 | 0.54329 | 0.74224 | 0.66931 | 0.73979 | 0.72 | 0.71069 | 0.73924 | 0.73846 | 5.9436 | 7.2762 | 7.4211 | 8.2044 | 6.8651 | 7.0618 | 7.7973
| 57581 | 0 | 0 | 0 | 0 | 0 | 0 | 0 | 0 | 0 | 0 | 0 | 0 | 0 | 0 | 0 | 0 | 0 | 0 | 0 | 0 | 0 | 0 | 0 | 0 | 0 | 0 | 0 | 0 | 0 | 0 | 0 | 0 | 0 | 0 | 0 | 0 | 0 | 0 | 0 | 0 | 0 | 0 | 0 | 0 | 0 | 0 | 0 | 0 | 0 | 0 | 0 | 0 | 0 | 0 | 0
| 57582 | 0 | 0 | 0 | 0 | 0 | 2e-07 | 0 | 0 | 0 | 0 | 0 | 0 | 0 | 0 | 0 | 0 | 0 | 2e-07 | 0 | 0 | 0 | 0 | 0 | 0 | 0 | 0 | 0 | 0 | 0 | 2e-07 | 0 | 0 | 0 | 0 | 0 | 0 | 0 | 0 | 0 | 0 | 0 | 2e-07 | 0 | 0 | 0 | 0 | 0 | 0 | 2e-07 | 2e-07 | 2e-07 | 2e-07 | 2e-07 | 2e-07 | 2e-07
| 57788 | 0 | 0 | 0 | 0 | 0 | 0 | 0 | 0 | 0 | 0 | 0 | 0 | 0 | 0 | 0 | 0 | -2e-07 | 0 | 0 | 0 | 0 | 0 | 0 | 0 | 0 | 0 | 0 | 0 | 0 | -2e-07 | -2e-07 | 0 | 0 | 0 | 0 | 0 | 0 | 0 | 0 | 0 | 0 | 0 | 0 | -2e-07 | 0 | 0 | 0 | 0 | 0 | -2e-07 | -4e-07 | -2e-07 | -2e-07 | 0 | -4e-07
| 57839 | 0.74715 | 0.65616 | 0.41046 | 0.28172 | 0.39785 | 0.75207 | 0.49567 | 0.95268 | 1.0142 | 0.30304 | 0.3685 | 1.0581 | 0.60036 | 0.65904 | 0.60414 | 0.45751 | 0.58099 | 0.99531 | 0.87714 | 1.1587 | 1.1423 | 0.59527 | 0.66717 | 0.69142 | 0.81665 | 0.92008 | 0.68392 | 0.30114 | 0.49699 | 0.91351 | 0.65273 | 0.86409 | 0.94368 | 0.41384 | 0.61201 | 0.61426 | 0.70422 | 0.60018 | 0.86435 | 0.52394 | 0.70558 | 1.179 | 1.0138 | 1.2226 | 1.2223 | 0.64604 | 1.1188 | 0.7855 | 7.4377 | 9.0294 | 8.2329 | 10.5864 | 7.8464 | 9.3462 | 8.4124
| 57843 | 0 | 0 | 0 | 0 | 1e-07 | 0 | 1e-07 | 0 | 1e-07 | 0 | 0 | 0 | 0 | 0 | 0 | 0 | 0 | 0 | 0 | 0 | 0 | 0 | 0 | 0 | 0 | 0 | 0 | 0 | 0 | 0 | 0 | 0 | 0 | 0 | 0 | 0 | 0 | 0 | 0 | 0 | 0 | 0 | 0 | 0 | 0 | 0 | 0 | 0 | 3e-07 | 0 | 0 | 0 | 2e-07 | 0 | 0
| 57845 | 0 | 0 | 0 | 0 | 1e-07 | 0 | 0 | 0 | 2e-07 | 0 | 0 | 0 | 0 | 0 | 0 | 0 | 0 | 0 | 0 | 0 | 3e-07 | 0 | 0 | 0 | 0 | 0 | 0 | 0 | 0 | 0 | 0 | 0 | 3e-07 | 0 | 0 | 0 | 0 | 0 | 0 | 0 | 0 | 0 | 0 | 0 | 3e-07 | 0 | 0 | 0 | 3e-07 | 3e-07 | 3e-07 | 3e-07 | 2e-07 | 3e-07 | 3e-07
| 57846 | 0 | 0 | 0 | 0 | 0 | 0 | 0 | 0 | 0 | 0 | 0 | 0 | 0 | 0 | 0 | 0 | 0 | 0 | 0 | 0 | 0 | 0 | 0 | 0 | 0 | 0 | 0 | 0 | 0 | 0 | 0 | 0 | 0 | 0 | 0 | 0 | 0 | 0 | 0 | 0 | 0 | 0 | 0 | 0 | 0 | 0 | 0 | 0 | 0 | 0 | 0 | 0 | 0 | 0 | 0
| 57847 | 0 | 0 | 0 | 0 | 0 | 0 | 0 | 0 | 0 | 0 | 0 | 4e-07 | 0 | 0 | 0 | 0 | 5e-07 | 0 | 0 | 0 | 5e-07 | 0 | 0 | 4e-07 | 0 | 0 | 0 | 0 | 5e-07 | 0 | 0 | 0 | 5e-07 | 0 | 0 | 0 | 0 | 0 | 0 | 0 | 0 | 0 | 0 | 0 | 5e-07 | 0 | 0 | 0 | 4e-07 | 1.4e-06 | 1e-06 | 5e-07 | 9e-07 | 1.4e-06 | 5e-07
| 57848 | 0 | 0 | 0 | 0 | 0 | 1e-07 | 0 | 0 | 1e-07 | 0 | 0 | 0 | 0 | 0 | 0 | 0 | 0 | 1e-07 | 0 | 0 | 1e-07 | 0 | 0 | 0 | 0 | 0 | 0 | 0 | 0 | 1e-07 | 0 | 0 | 1e-07 | 0 | 0 | 0 | 0 | 0 | 0 | 0 | 0 | 1e-07 | 0 | 0 | 1e-07 | 0 | 0 | 0 | 2e-07 | 2e-07 | 2e-07 | 2e-07 | 2e-07 | 2e-07 | 2e-07
| 58051 | 0 | 0 | 0 | 0 | 0 | 0 | 0 | 0 | 0 | 0 | 0 | 0 | 0 | 0 | 0 | 0 | 0 | 0 | 0 | 0 | 0 | 0 | 0 | 0 | 0 | 0 | 0 | 0 | 0 | 0 | 0 | 0 | 0 | 0 | 0 | 0 | 0 | 0 | 0 | 0 | 0 | 0 | 0.0027497 | 0.0027655 | 0 | 0 | 0 | 0 | 0 | 0 | 0 | 0.0055152 | 0 | 0 | 0
| 58079 | 0.22849 | 0.1191 | 1.0175 | 0.44293 | 0.91226 | 1.0544 | 0.83934 | 1.1755 | 1.3835 | 1.3108 | 1.682 | 1.431 | 0.99974 | 0.8794 | 1.1164 | 0.60299 | 1.3457 | 1.252 | 1.0649 | 1.4191 | 1.5322 | 1.009 | 1.8581 | 2.1192 | 0.56175 | 0.80441 | 1.4518 | 0.47741 | 1.03 | 1.1312 | 0.99263 | 1.0933 | 1.2151 | 0.89822 | 1.6537 | 1.3109 | 0.73771 | 0.64412 | 1.4036 | 0.66458 | 1.0662 | 1.5392 | 1.188 | 1.2625 | 2.0054 | 1.2215 | 1.7656 | 1.4842 | 11.5968 | 15.1988 | 12.6204 | 14.9826 | 13.8208 | 14.5799 | 12.8112
| 58110 | 0.0016075 | 0 | 0 | 0 | 0 | 0 | 0.0074463 | 0.0036225 | 0 | 0 | 0 | 0 | 0 | 0 | 0 | 0 | 0 | 0 | 0.019924 | 0.0098614 | 0 | 0 | 0 | 0 | 0.0042221 | 0 | 0 | 0 | 0 | 0 | 0.014893 | 0.015582 | 0.0004004 | 0 | 0 | 0 | 0 | 0 | 0 | 0 | 0 | 0.00020119 | 0.01932 | 0.015899 | 0.00039852 | 0 | 0 | 0 | 0.012676 | 0.029785 | 0.035097 | 0.035819 | 0.011069 | 0.034007 | 0.030875
| 58165 | 0 | 0 | 0 | 0 | 0 | 0 | 1e-07 | 0 | 0 | 0 | 0 | 0 | 0 | 0 | 0 | 0 | 1e-07 | 0 | 1e-07 | 0 | 0 | 0 | 0 | 0 | 0 | 0 | 0 | 0 | 1e-07 | 0 | 1e-07 | 1e-07 | 0 | 0 | 0 | 0 | 0 | 0 | 0 | 0 | 1e-07 | 0 | 1e-07 | 1e-07 | 0 | 0 | 0 | 0 | 1e-07 | 2e-07 | 3e-07 | 3e-07 | 2e-07 | 2e-07 | 3e-07
| 58172 | 0 | 0 | 0 | 0 | 0 | 0 | 0 | 0 | 0 | 0 | 0 | 0 | 0 | 0 | 0 | 0 | 0 | 0 | 0 | 0 | 0 | 0 | 0 | 0 | 0 | 0 | 0 | 0 | 0 | 0 | 0 | 0 | 0 | 0 | 0 | 0 | 0 | 0 | 0 | 0 | 0 | 0 | 0 | 0 | 0 | 0 | 0 | 0 | 0 | 0 | 0 | 0 | 0 | 0 | 0
| 58207 | 0 | 0 | 0 | 0 | 0 | 0 | 0 | 0 | 0 | -1e-07 | 0 | 0 | 0 | 0 | 0 | 0 | 0 | 0 | 0 | 0 | 0 | 1e-07 | 0 | 0 | 0 | 0 | 0 | 0 | 0 | -1e-07 | -4e-07 | 0 | 0 | 0 | 0 | 0 | 0 | 0 | 0 | 0 | 0 | -1e-07 | -4e-07 | 0 | 0 | -1e-07 | 0 | 0 | -1e-07 | 1e-07 | -5e-07 | -6e-07 | -1e-07 | 1e-07 | -5e-07
| 58208 | 0 | 0 | 0 | 0 | 0 | 0 | 0 | 0 | 6e-07 | 0 | 0 | 0 | 0 | 0 | 0 | 0 | 0 | 0 | 0 | 0 | 0 | 0 | 0 | 0 | 0 | 0 | 0 | 0 | 0 | 0 | 0 | 0 | 0 | 0 | 0 | 0 | 0 | 0 | 0 | 0 | 0 | 0 | 0 | 0 | 0 | 0 | 0 | 0 | 6e-07 | 0 | 0 | 0 | 6e-07 | 0 | 0
| 58235 | 0.048525 | 0 | 0 | 0 | 0.0059428 | 0 | 0.26763 | 0.10617 | 0 | 0 | 0 | 0 | 0 | 0 | 0 | 0 | 0.0060119 | 0.08219 | 0.45156 | 0.2571 | 0 | 0 | 0 | 0 | 0.065855 | 0 | 0 | 0 | 0 | 0.037277 | 0.43096 | 0.36222 | 0.019514 | 0 | 0 | 0 | 0.0024834 | 0 | 0 | 0.0020904 | 0 | 0.06146 | 0.45174 | 0.36535 | 0.025351 | 0 | 0 | 0 | 0.42826 | 0.79687 | 0.91582 | 0.90847 | 0.37981 | 0.85671 | 0.85454
| 58246 | 0 | 0 | 0 | 0 | 0 | 0 | 0 | 0 | 0 | 0 | 0 | 0 | 0 | 0 | 0 | 0 | 0 | 0 | 0 | 0 | 0 | 0 | 0 | 0 | 0 | 0 | 0 | 0 | 0 | 0 | 0 | 0 | 0 | 0 | 0 | 0 | 0 | 0 | 0 | 0 | 0 | 0 | 0 | 0 | 0 | 0 | 0 | 0 | 0 | 0 | 0 | 0 | 0 | 0 | 0
| 58250 | 1e-07 | 0 | 0 | 0 | 0 | 0 | 0 | 0 | 0 | 0 | 0 | 0 | 0 | 0 | 0 | 0 | 0 | 0 | 0 | 0 | 1e-07 | 0 | 0 | 0 | 0 | 0 | 0 | 0 | 0 | 0 | 0 | 0 | 1e-07 | 0 | 0 | 0 | 0 | 0 | 0 | 0 | 0 | 0 | 0 | 0 | 1e-07 | 0 | 0 | 0 | 1e-07 | 1e-07 | 1e-07 | 1e-07 | 0 | 1e-07 | 1e-07
| 58252 | 0 | 0 | 0 | 0 | 0 | 0 | 0 | 0 | 1e-07 | 0 | 0 | 0 | 0 | 0 | 0 | 0 | 0 | 0 | 0 | 0 | 0 | 0 | 0 | 0 | 0 | 0 | 0 | 0 | 0 | 0 | 0 | 0 | 0 | 0 | 0 | 0 | 0 | 0 | 0 | 0 | 0 | 0 | 0 | 0 | 0 | 0 | 0 | 0 | 1e-07 | 0 | 0 | 0 | 1e-07 | 0 | 0
| 58326 | 0 | 0 | 0 | 0 | 4e-07 | 4e-07 | 0 | 0 | 4e-07 | 0 | 0 | 0 | 0 | 0 | 0 | 0 | 0 | 4e-07 | 0 | 0 | 4e-07 | 0 | 0 | 0 | 0 | 0 | 0 | 0 | 0 | 4e-07 | 0 | 0 | 4e-07 | 0 | 0 | 0 | 0 | 0 | 0 | 0 | 0 | 0 | 0 | 0 | 0 | 0 | 0 | 0 | 1.2e-06 | 8e-07 | 8e-07 | 0 | 8e-07 | 8e-07 | 8e-07
| 58420 | 0.1169 | 0.19823 | 0.30197 | 0.54846 | 0.72517 | 0.59545 | 0.7259 | 0.91005 | 0.94363 | 0.38841 | 0.35018 | 0.11872 | 0.77899 | 0.37547 | 0.31961 | 0.3226 | 0.72197 | 0.74602 | 0.74332 | 0.6189 | 0.76475 | 0.39804 | 0.32855 | 0.40549 | 0.19181 | -0.05987 | -0.00765 | 0.37345 | 0.48064 | 0.52099 | 0.67358 | 0.48242 | 0.43172 | 0.71599 | 0.25705 | 0.43661 | 0.40952 | 0.4149 | 0.23065 | 0.56982 | 0.68321 | 0.83784 | 0.6162 | 0.90148 | 0.91814 | 0.46743 | 0.18872 | 0.45262 | 5.9231 | 6.5237 | 4.4967 | 6.6905 | 6.551 | 4.9835 | 5.8265
| 58426 | 1.5011 | 1.6021 | 1.7662 | 1.0845 | 1.4579 | 1.1205 | 1.2467 | 0.94414 | 1.6164 | 2.0642 | 2.1823 | 2.997 | 2.4246 | 1.7145 | 0.9786 | 0.60113 | 1.1474 | 1.7718 | 1.4697 | 1.6591 | 1.5062 | 1.649 | 1.8309 | 3.5789 | 1.5379 | 2.2844 | 1.5204 | 1.3701 | 1.505 | 1.3721 | 1.3722 | 1.3235 | 1.1151 | 1.217 | 1.3229 | 2.5549 | 1.2729 | 0.80578 | 1.1305 | 1.7755 | 1.7091 | 1.6793 | 0.98907 | 1.4008 | 1.6273 | 1.7313 | 1.8296 | 2.5712 | 19.5832 | 20.3319 | 18.4956 | 18.5223 | 19.0376 | 21.6834 | 16.9715
| 58433 | 0.013908 | 0 | 0 | 0 | 0 | 0 | 0.06229 | 0.031136 | 0 | 0 | 0 | 0 | 0.011802 | 0.0025982 | 0 | 0 | 0 | 0 | 0.1671 | 0.083067 | 0 | 0 | 0 | 0 | 0.056148 | 0.034986 | 0 | 0 | 0 | 0 | 0.12536 | 0.13173 | 0.0023275 | 0 | 0 | 0 | 0.0067698 | 0.0071044 | 0 | 0 | 0 | 0.0035639 | 0.16438 | 0.12797 | 0.0039263 | 0 | 0 | 0 | 0.10733 | 0.26456 | 0.35055 | 0.31372 | 0.10783 | 0.3413 | 0.27329
| 58442 | 0 | 0 | 0 | 0 | 0 | 0 | 1e-06 | 1e-06 | 0 | 0 | 0 | 0 | 0 | 0 | 0 | 0 | 0 | 0 | 1e-06 | 1e-06 | 0 | 0 | 0 | 0 | 0 | 0 | 0 | 0 | 0 | 0 | 1e-06 | 1e-06 | 0 | 0 | 0 | 0 | 0 | 0 | 0 | 0 | 0 | 0 | 1e-06 | 1e-06 | 0 | 0 | 0 | 0 | 2e-06 | 2e-06 | 2e-06 | 2e-06 | 2e-06 | 2e-06 | 2e-06
| 58476 | 0 | 0 | 0 | 0 | 0 | 0 | 0 | 0 | 0 | 0 | 0 | 0 | 0 | 0 | 0 | 0 | 0 | 0 | 0 | 0 | 0 | 0 | 0 | 0 | 0 | 0 | 0 | 0 | 0 | 0 | 0 | 0 | 0 | 0 | 0 | 0 | 0 | 0 | 0 | 0 | 0 | 0 | 0 | 0 | 0 | 0 | 0 | 0 | 0 | 0 | 0 | 0 | 0 | 0 | 0
| 58497 | 2e-07 | 0 | 0 | 0 | 0 | 0 | 0 | 0 | 2e-07 | 0 | 0 | 0 | 2e-07 | 0 | 0 | 0 | 0 | 0 | 0 | 0 | 0 | 0 | 0 | 0 | 2e-07 | 0 | 0 | 0 | 0 | 0 | 0 | 0 | 0 | 0 | 0 | 0 | 0 | 0 | 0 | 0 | 0 | 0 | 0 | 0 | 0 | 0 | 0 | 0 | 4e-07 | 2e-07 | 2e-07 | 0 | 4e-07 | 2e-07 | 0
| 58584 | 0 | 0 | 0 | 0 | 0 | 0 | 1e-07 | 0 | 0 | 0 | 0 | 0 | 0 | 0 | 0 | 0 | 0 | 0 | 1e-07 | 0 | 0 | 0 | 0 | 0 | 0 | 0 | 0 | 0 | 0 | 0 | 1e-07 | 0 | 0 | 0 | 0 | 0 | 0 | 0 | 0 | 0 | 0 | 0 | 1e-07 | 0 | 0 | 0 | 0 | 0 | 1e-07 | 1e-07 | 1e-07 | 1e-07 | 1e-07 | 1e-07 | 1e-07
| 58714 | 0.0062714 | 0.0041779 | 0 | 0 | 0.010249 | 0.073123 | 0.061474 | 0.085309 | 0 | 0.0020521 | 0 | 0 | 0 | -0.0020897 | 0.0061788 | 0.0081404 | 0.016436 | 0.091399 | 0.092204 | 0.060219 | 0.014566 | 0.035206 | 0.0041357 | 0.0038453 | 0.0062719 | -0.00097808 | 0 | 0.016235 | 0.016326 | 0.035542 | 0.063417 | 0.039676 | 0.0041137 | 0.031653 | 0.004133 | 0.0083617 | -0.0041817 | 0.0020893 | 0.01854 | 0.041421 | 0.03475 | 0.029272 | 0.054364 | 0.035546 | 0.0020878 | 0.024646 | 0.0082671 | 0.020902 | 0.24266 | 0.33024 | 0.22475 | 0.2677 | 0.25062 | 0.33943 | 0.27951
| 58715 | 0.0098509 | 0.0078931 | 0 | 0 | 0 | 0 | 0.0668 | 0.031701 | 0 | 0 | 0 | 0 | 0.0059872 | 0.0098698 | 0 | 0 | 0 | 0 | 0.019263 | 0.012328 | 0 | 0 | 0 | 0 | 0.01796 | 0 | 0 | 0 | 0 | 0 | 0.0035024 | -5.418e-05 | 0 | 0 | 0 | 0 | -0.0099791 | 0.0098681 | 0 | 0 | 0 | 0.0017711 | 0.0058854 | 0 | -0.001786 | 0 | 0 | 0 | 0.11625 | 0.047449 | 0.021409 | 0.0057595 | 0.11436 | 0.049552 | 0.0033372
| 58811 | 0.007159 | 0.0049332 | 0 | 0 | 0 | 0.00088559 | 0.032684 | 0.011448 | 0 | 0 | 0 | 0 | 0 | 0 | 0 | 0 | 0 | 0.00088559 | 0.024516 | 0.0070447 | 0 | 0 | 0 | 0 | 0.0069846 | 0.00098711 | 0 | 0 | 0 | 0.001771 | 0.004378 | 0.0047975 | 0.00089362 | 0 | 0 | 0 | -0.0059875 | -0.00098682 | 0 | 0 | 0 | -0.00088554 | 0.0078804 | 0.00011864 | 0 | 0 | 0 | 0 | 0.05711 | 0.032446 | 0.019812 | 0.0001392 | 0.045018 | 0.040418 | 0.0048658
| 58813 | 0.0034782 | 0.0044728 | 0 | 0 | 0.0022973 | 0.016632 | 0.069748 | 0.034788 | 0 | 0 | 0 | 0 | 0 | 0 | 0 | 0 | 0.003454 | 0.045427 | 0.064077 | 0.04371 | 0.0011528 | 0.0011733 | 0 | 0 | 0.0071082 | 0.00063927 | 0 | 0 | 0.0045746 | 0.018218 | 0.040261 | 0.023382 | 0.0034724 | 0.0058912 | 0 | 0 | -0.0071089 | 0.0038345 | 0.0036914 | 0.016432 | 0.012601 | 0.0086024 | 0.030224 | 0.01996 | 0 | 0.0047094 | 0 | 0.0012787 | 0.13142 | 0.15899 | 0.10355 | 0.094224 | 0.12462 | 0.16786 | 0.12067
| 58818 | 0.0038769 | 0.0051117 | 0 | 0 | 0.0022973 | 0.016632 | 0.066912 | 0.032226 | 0 | 0 | 0 | 0 | 0.0052844 | 0.0019176 | 0 | 0 | 0.003454 | 0.045308 | 0.062376 | 0.044483 | 0.0011528 | 0.0011733 | 0 | 0 | 0.006462 | 0.0032478 | 0 | 0 | 0.0045746 | 0.017204 | 0.046499 | 0.023952 | 0.0031814 | 0.0058912 | 0 | 0 | -0.013055 | 0.0019172 | 0.0036914 | 0.016432 | 0.012601 | 0.010323 | 0.027572 | 0.023705 | 0 | 0.0047094 | 0 | 0.0012787 | 0.12706 | 0.16515 | 0.11101 | 0.089175 | 0.12643 | 0.16878 | 0.11831
| 58821 | 0.0062714 | 0.0041779 | 0 | 0 | 0.010249 | 0.072812 | 0.061757 | 0.085729 | 0 | 0.0020521 | 0 | 0 | 0 | -0.0020897 | 0.0061788 | 0.0081404 | 0.016436 | 0.090868 | 0.091796 | 0.060638 | 0.014566 | 0.035615 | 0.0041357 | 0.0037585 | 0.0062719 | -0.00041799 | 0 | 0.016235 | 0.016326 | 0.035542 | 0.063103 | 0.041079 | 0.0037607 | 0.031528 | 0.004133 | 0.0083617 | -0.0043171 | 0.0020893 | 0.01854 | 0.041094 | 0.03475 | 0.029272 | 0.054364 | 0.035546 | 0.0020878 | 0.024646 | 0.0082671 | 0.020902 | 0.24305 | 0.33004 | 0.22592 | 0.26724 | 0.25102 | 0.33979 | 0.27966
| 58897 | 0 | 0 | 0 | 0 | 0 | 0 | 0 | 0 | 0 | 0 | 0 | 0 | 0 | 0 | 0 | 0 | 0 | 0 | 0 | 0 | 0 | 0 | 0 | 0 | 0 | 0 | 0 | 0 | 0 | 0 | 0 | 0 | 0 | 0 | 0 | 0 | 0 | 0 | 0 | 0 | 0 | 0 | 0 | 0 | 0 | 0 | 0 | 0 | 0 | 0 | 0 | 0 | 0 | 0 | 0
| 58947 | 0 | 0 | 0 | 0 | 0 | 0 | 0 | 0 | 0 | 0 | 0 | 0 | 0 | 0 | 0 | 0 | 0 | 0 | 0 | 0 | 0 | 0 | 0 | 0 | 0 | 0 | 0 | 0 | 0 | 0 | 0 | 0 | 0 | 0 | 0 | 0 | 0 | 0 | 0 | 0 | 0 | 0 | 0 | 0 | 0 | 0 | 0 | 0 | 0 | 0 | 0 | 0 | 0 | 0 | 0
| 59012 | 0 | 0 | 0 | 0 | 0 | 0 | 0 | 0 | 0 | 0 | 0 | 0 | 0 | 0 | 0 | 0 | 0 | 0 | 0 | 0 | 0 | 0 | 0 | 0 | 0 | 0 | 0 | 0 | 0 | 0 | 0 | 0 | 0 | 0 | 0 | 0 | 0 | 0 | 0 | 0 | 0 | 0 | 0 | 0 | 0 | 0 | 0 | 0 | 0 | 0 | 0 | 0 | 0 | 0 | 0
| 59026 | 0 | 0 | 0 | 0 | 0 | 0 | 0 | 0 | 0 | 0 | 0 | 0 | 0 | 0 | 0 | 0 | 2e-07 | 0 | 0 | 0 | 0 | 0 | 0 | 0 | 0 | 0 | 0 | 0 | 0 | 0 | 0 | 0 | 0 | 0 | 0 | 0 | 0 | 0 | 0 | 0 | 0 | 0 | 0 | 0 | 0 | 0 | 0 | 0 | 0 | 2e-07 | 0 | 0 | 2e-07 | 0 | 0
| 59055 | 0 | 0 | 0 | 0 | 0 | 0 | 0 | 0 | 0 | 0 | 0 | 0 | 0 | 0 | 0 | 0 | 0 | 0 | 0 | 0 | 0 | 0 | 0 | 0 | 0 | 0 | 0 | 0 | 0 | 0 | 0 | 0 | 0 | 0 | 0 | 0 | 0 | 0 | 0 | 0 | 0 | 0 | 0 | 0 | 0 | 0 | 0 | 0 | 0 | 0 | 0 | 0 | 0 | 0 | 0
| 59056 | 0.0042743 | 0 | 0 | 0 | 0 | 0 | 0.017089 | 0.013895 | 0 | 0 | 0 | 0 | 0 | 0 | 0 | 0 | 0 | 0.011459 | 0.042986 | 0.034177 | 0 | 0 | 0 | 0 | 0.00071244 | 0 | 0 | 0 | 0 | 0.0063653 | 0.041069 | 0.038909 | 0.0035471 | 0 | 0 | 0 | 0 | 0 | 0 | 0 | 0 | 0.010611 | 0.047131 | 0.036957 | 0.0057579 | 0 | 0 | 0 | 0.035258 | 0.088622 | 0.090603 | 0.10046 | 0.030984 | 0.089334 | 0.089891
| 59073 | 0.35905 | 0.39404 | 0.20442 | 0.17747 | 0.14022 | 0.073586 | 0.23199 | 0.1843 | 0.13695 | 0.079011 | 0.12026 | 0.46306 | 0.41853 | 0.48458 | 0.19989 | 0.12746 | 0.087145 | 0.048079 | 0.16802 | 0.063711 | 0.06284 | 0.090139 | -0.013559 | 0.08812 | 0.26726 | 0.1929 | 0.12415 | 0.037678 | 0.062984 | 0.082333 | 0.073516 | 0.089008 | 0.023141 | 0.069248 | 0.039836 | 0.11723 | 0.24532 | 0.35841 | 0.092434 | 0.016876 | 0.072673 | 0.021577 | 0.049011 | 0.039337 | -0.063585 | 0.026629 | 0.011021 | 0.07354 | 2.5644 | 1.825 | 1.1793 | 0.94324 | 2.6068 | 1.1923 | 1.28
| 59116 | 0 | 0 | 0 | 0 | 0 | 2e-07 | 0 | 0 | 1e-07 | 0 | 0 | 0 | 0 | 0 | 0 | 0 | 0 | 1e-07 | 0 | 0 | 0 | 0 | 0 | 0 | 0 | 0 | 0 | 0 | 0 | 2e-07 | 0 | 0 | 0 | 0 | 0 | 0 | 0 | 0 | 0 | 0 | 0 | 1e-07 | 0 | 0 | 0 | 0 | 0 | 0 | 3e-07 | 1e-07 | 2e-07 | 1e-07 | 3e-07 | 1e-07 | 2e-07
| 59220 | 1.8704 | 1.6443 | 1.3812 | 1.3913 | 4.1787 | 10.41 | 5.4507 | 10.602 | 11.3692 | 5.4798 | 2.5662 | 3.4188 | 1.4069 | 0.65936 | 2.7951 | 3.271 | 8.839 | 12.2291 | 9.5254 | 13.5875 | 12.2362 | 7.3418 | 5.0365 | 3.0795 | 0.05976 | -1.2459 | 2.7221 | 1.8215 | 4.4212 | 13.43 | 9.6239 | 13.8618 | 12.7376 | 7.3946 | 5.5491 | 5.0384 | 1.8412 | 2.035 | 6.5123 | 5.0025 | 7.2705 | 14.3202 | 13.7947 | 16.5487 | 14.7298 | 9.5991 | 8.5973 | 7.1164 | 59.7626 | 80.0073 | 75.4139 | 107.3676 | 66.268 | 70.8144 | 90.2968
| 59783 | 0 | 0 | 0 | 0 | 2e-07 | 0 | 0 | 0 | 0 | 0 | 2e-07 | 0 | 0 | 0 | 0 | 0 | 0 | 0 | 0 | 0 | 0 | 0 | 0 | 0 | 0 | 0 | 0 | 0 | 0 | 0 | 0 | 0 | 0 | 0 | 0 | 0 | 0 | 0 | 0 | 0 | 0 | 0 | 0 | 0 | 0 | 0 | 0 | 0 | 4e-07 | 0 | 0 | 0 | 2e-07 | 0 | 0
| 59906 | 1.777 | 1.6562 | 0.814 | 1.2861 | 1.5177 | 2.2378 | 1.8972 | 1.9387 | 3.079 | 1.2292 | 1.2222 | 1.8527 | 1.273 | 0.45577 | 0.47695 | 0.76875 | 1.6321 | 2.2922 | 1.6704 | 1.7788 | 3.1595 | 0.80429 | 0.74473 | 1.5024 | 1.527 | 0.84492 | 0.28811 | 1.3915 | 1.2913 | 2.5077 | 1.3718 | 1.1747 | 3.1221 | 0.95551 | 0.47466 | 0.96302 | 0.87143 | 0.59198 | 0.39345 | 1.9417 | 1.2421 | 2.6264 | 1.124 | 1.1125 | 2.8192 | 0.88246 | 0.57524 | 0.8052 | 20.5077 | 16.5588 | 15.9123 | 14.9856 | 18.0633 | 17.295 | 15.6102
| 60234 | 0 | 0 | 0 | 0 | 0 | 0 | 0.0047376 | 0.0047648 | 0 | 0 | 0 | 0 | 0 | 0 | 0 | 0 | 0 | 0 | 0.1066 | 0.047648 | 0 | 0 | 0 | 0 | 0.026874 | 0 | 0 | 0 | 0 | 0 | 0.1291 | 0.098869 | 0 | 0 | 0 | 0 | 0 | 0 | 0 | 0 | 0 | 0 | 0.17529 | 0.088148 | 0 | 0 | 0 | 0 | 0.0095024 | 0.15424 | 0.25484 | 0.26344 | 0.0095024 | 0.18112 | 0.22797
| 60235 | 0 | 0 | 0 | 0 | 0 | 0 | 0.0047376 | 0.0047648 | 0 | 0 | 0 | 0 | 0 | 0 | 0 | 0 | 0 | 0 | 0.10896 | 0.047648 | 0 | 0 | 0 | 0 | 0.026874 | 0 | 0 | 0 | 0 | 0 | 0.13028 | 0.099239 | 0 | 0 | 0 | 0 | 0 | 0 | 0 | 0 | 0 | 0 | 0.17766 | 0.088148 | 0 | 0 | 0 | 0 | 0.0095024 | 0.15661 | 0.2564 | 0.26581 | 0.0095024 | 0.18349 | 0.22952
| 60236 | 0 | 0 | 0 | 0 | 0 | 0 | 0.0047376 | 0.0047648 | 0 | 0 | 0 | 0 | 0 | 0 | 0 | 0 | 0 | 0 | 0.10423 | 0.047648 | 0 | 0 | 0 | 0 | 0.026874 | 0 | 0 | 0 | 0 | 0 | 0.12792 | 0.097123 | 0 | 0 | 0 | 0 | 0 | 0 | 0 | 0 | 0 | 0 | 0.17292 | 0.088148 | 0 | 0 | 0 | 0 | 0.0095024 | 0.15187 | 0.25191 | 0.26107 | 0.0095024 | 0.17875 | 0.22504
| 60302 | 0.89457 | 1.0092 | 0.65497 | 0.43594 | 0.36774 | 0.40165 | 1.0211 | 0.75402 | 0.35917 | 0.57538 | 0.33117 | 1.8438 | 2.2652 | 1.3591 | 0.65907 | 0.52693 | 0.35676 | 0.3002 | 0.74997 | 0.29647 | 0.24634 | 0.5658 | 0.27501 | 0.6367 | 1.0839 | 0.73084 | 0.28887 | 0.28724 | 0.13107 | 0.17564 | 0.26094 | 0.30795 | 0.27205 | 0.26526 | 0.37148 | 0.41402 | 1.3543 | 1.3817 | 0.53504 | 0.21936 | 0.19744 | 0.13447 | 0.16836 | 0.07594 | -0.06369 | 0.41234 | 0.02504 | 0.22501 | 8.6488 | 8.2375 | 4.5893 | 4.6653 | 10.4534 | 5.5925 | 5.7551
| 60357 | 3.3375 | 2.6793 | 3.7503 | 1.7609 | 2.2726 | 2.4703 | 1.9672 | 1.7793 | 3.7639 | 4.1856 | 3.8506 | 5.3026 | 2.9392 | 1.4941 | 1.63 | 1.1769 | 2.2275 | 2.6549 | 1.9499 | 2.9855 | 3.0713 | 2.9503 | 3.2704 | 6.1149 | 2.6872 | 2.0643 | 2.1873 | 1.5303 | 2.776 | 2.7145 | 1.5751 | 2.0021 | 2.4579 | 1.9339 | 2.3525 | 3.3075 | 1.7992 | 0.81532 | 2.4164 | 2.3624 | 3.0901 | 3.0961 | 1.6809 | 1.7026 | 2.8359 | 3.0066 | 4.3656 | 3.213 | 37.1201 | 32.465 | 27.5885 | 30.3842 | 32.7871 | 34.2424 | 26.827
| 60368 | 2.4523 | 2.3251 | 3.3429 | 2.2356 | 2.6879 | 2.2511 | 1.9595 | 2.0708 | 3.1704 | 3.8579 | 3.6796 | 5.2468 | 2.9645 | 1.9967 | 1.556 | 1.4111 | 1.8461 | 2.6931 | 1.5341 | 2.4223 | 2.5572 | 3.3787 | 3.0553 | 4.9126 | 2.8783 | 3.0533 | 2.2744 | 2.5516 | 2.6157 | 2.2921 | 1.3444 | 1.7725 | 1.6473 | 1.8599 | 2.0238 | 4.119 | 2.1422 | 1.3732 | 1.8984 | 2.1718 | 2.9137 | 2.3562 | 0.92423 | 1.9992 | 2.6334 | 3.2229 | 2.7863 | 3.7666 | 35.28 | 30.3276 | 28.4324 | 28.1881 | 32.0105 | 33.9266 | 25.5584
| 60388 | 0 | 0 | 0 | 1e-07 | 0 | 0 | 0 | 0 | 1e-07 | 0 | 0 | 0 | 0 | 0 | 0 | 0 | 0 | 0 | 0 | 0 | 0 | 0 | 0 | 0 | 0 | 0 | 0 | 0 | 0 | 0 | 0 | 0 | 0 | 0 | 0 | 0 | 0 | 0 | 0 | 0 | 0 | 0 | 0 | 0 | 0 | 0 | 0 | 0 | 2e-07 | 0 | 0 | 0 | 1e-07 | 0 | 0
| 60589 | 0.96496 | 0.58044 | 0.70094 | 0.84521 | 1.1175 | 2.1618 | 0.46424 | 0.2895 | 1.507 | 0.71076 | 0.48691 | 1.3361 | 0.73789 | 0.69132 | 0.68121 | 0.64429 | 1.1324 | 1.3393 | 0.58983 | 0.23142 | 1.1293 | 0.19373 | 0.65215 | 1.2432 | 0.79745 | 0.43954 | 0.22163 | 0.23989 | 0.6318 | 1.6671 | 0.32654 | 0.0838 | 1.5658 | 0.17489 | 0.12138 | 0.45241 | 0.30163 | 0.53899 | 0.12093 | 0.03154 | 0.33073 | 0.79334 | 0.13935 | 0.05814 | 1.0562 | 0.08774 | 0.11214 | 0.26611 | 11.1653 | 9.2661 | 6.7223 | 3.8369 | 10.8434 | 7.7093 | 5.7158
| 60933 | 0.0032877 | 0 | 0 | 0 | 0.0041097 | 0.017809 | 0.019178 | 0.02274 | 0 | 0.00054795 | 0.00027398 | 0 | 0 | 0 | 0 | 0.00082193 | 0.0052056 | 0.020274 | 0.020548 | 0.019632 | 0.0028779 | 0.010959 | 0.00054795 | 0.00082193 | 0.0035617 | 0 | 0 | 0.0046576 | 0.0090413 | 0.016165 | 0.030959 | 0.022466 | 0.0024658 | 0.0073974 | 0.00054795 | 0.0024658 | 0.00082193 | 0.00054795 | 0.0032877 | 0.016165 | 0.011781 | 0.015343 | 0.02822 | 0.016165 | 0.00076668 | 0.0038357 | 0 | 0.0068494 | 0.067946 | 0.081689 | 0.099728 | 0.10378 | 0.066576 | 0.092922 | 0.11507
| 61035 | 1.4187 | 1.4144 | 1.3444 | 0.74276 | 1.1178 | 1.7935 | 0.92791 | 0.63329 | 2.1946 | 0.69251 | 1.1743 | 2.0617 | 2.5656 | 2.1991 | 0.52152 | 0.6324 | 1.1941 | 1.5746 | 0.77804 | 0.69138 | 1.8957 | 0.50786 | 0.66395 | 1.5964 | 1.2052 | 1.395 | 0.24122 | 0.8106 | 0.86028 | 1.7718 | 0.8005 | 0.88911 | 2.093 | 0.59305 | 0.56179 | 1.1103 | 1.091 | 0.8771 | 0.23437 | 0.77678 | 0.74571 | 1.6425 | 0.72112 | 0.98331 | 1.9172 | 0.42311 | 0.22563 | 0.80153 | 15.5159 | 14.8208 | 12.3318 | 10.4393 | 16.5906 | 12.2203 | 11.5445
| 61263 | 0.0062714 | 0.0041779 | 0 | 0 | 0.010249 | 0.073183 | 0.061474 | 0.085311 | 0 | 0.0020521 | 0 | 0 | 0 | -0.0020897 | 0.0061788 | 0.0081404 | 0.016436 | 0.090835 | 0.091884 | 0.060117 | 0.014566 | 0.035522 | 0.0041357 | 0.0037585 | 0.0062719 | -0.001254 | 0 | 0.016235 | 0.016326 | 0.035542 | 0.063147 | 0.03931 | 0.0037607 | 0.031653 | 0.004133 | 0.0083617 | -0.0041817 | 0.0020893 | 0.01854 | 0.041772 | 0.03475 | 0.029272 | 0.054364 | 0.035546 | 0.0020878 | 0.024646 | 0.0082671 | 0.020902 | 0.24272 | 0.32948 | 0.22349 | 0.26805 | 0.25069 | 0.3384 | 0.27888
| 61282 | 0 | 0 | 0.083055 | 0.10963 | 0.059799 | 0.083055 | 0.083056 | 0.083055 | 0.063121 | 0.076411 | 0.0598 | -0.12957 | 0 | 0 | 0.053155 | 0.066445 | 0.066445 | 0.049833 | 0.039866 | 0.019933 | 0.043189 | 0.084474 | 0.016086 | -0.22591 | 0 | 0 | 0 | 0.12957 | -0.28239 | -0.29568 | -0.1943 | -0.18272 | -0.016611 | 0 | 0 | 0 | 0 | 0 | 0 | 0 | 0 | 0 | 0.043189 | 0.019933 | 0 | 0 | 0 | 0 | 0.57142 | 0.21352 | -0.84213 | 0.063122 | 0.50498 | -0.12535 | -0.68931
| 61286 | -0.00041809 | 0.00041779 | 0 | 0 | 0.0024596 | 0.035964 | 0.071853 | 0.046732 | 0 | 0 | 0 | 0 | 0 | 0 | 0 | 0 | 0.0061633 | 0.082245 | 0.068056 | 0.072765 | 0.007075 | 0.010234 | 0 | 0 | 0.0091988 | 0 | 0 | 0.0016235 | 0.013061 | 0.020907 | 0.05771 | 0.032619 | 0.0045965 | 0.005344 | 0 | 0 | -0.013218 | 0.0062679 | 0.012772 | 0.020996 | 0.017579 | 0.0067117 | 0.035992 | 0.024977 | 0.0016703 | 0.0032861 | 0 | 0.0020902 | 0.15701 | 0.24654 | 0.14506 | 0.11912 | 0.16071 | 0.26426 | 0.16557
| 61737 | 0.0074117 | 0 | 0 | 0 | 0.0027951 | 0.0079836 | 0.037067 | 0.037067 | 0 | 0 | 0 | 0 | 0 | 0 | 0 | 0 | 0.0039221 | 0.025091 | 0.076829 | 0.066932 | 0.00056751 | 0.00055823 | 0 | 0 | 0.00057017 | 0 | 0 | 0 | 0.0055656 | 0.015395 | 0.072784 | 0.069762 | 0.0076948 | 0.0022422 | 0 | 0 | 0 | 0 | 0 | 0.015505 | 0.0044598 | 0.021419 | 0.09064 | 0.067861 | 0.013096 | 0.0016804 | 0 | 0 | 0.092324 | 0.1739 | 0.17401 | 0.21466 | 0.086039 | 0.17611 | 0.18784
| 61822 | 0 | 0 | 0 | 0 | 0 | 0 | 0 | 0 | 0 | 0 | 0 | 0 | 0 | 0 | 0 | 0 | 0 | 0 | 0 | 0 | 0 | 0 | 0 | 0 | 0 | 0 | 0 | 0 | 0 | 0 | 0 | 0 | 0 | 0 | 0 | 0 | 0 | 0 | 0 | 0 | 0 | 0 | 0 | 0 | 0 | 0 | 0 | 0 | 0 | 0 | 0 | 0 | 0 | 0 | 0
| 62741 | -0.00020905 | 0 | 0 | 0 | 0.00040994 | 0.00073183 | 0.0054488 | 0.0040774 | 0 | 0 | 0 | 0 | 0 | 0 | 0 | 0 | 0.00082178 | 0.0015682 | -0.0034501 | -0.0012546 | 0 | 0.00010234 | 0 | 0 | 0.0013589 | 0 | 0 | 0 | 0.0012244 | 0.001568 | 0.0025091 | -0.00031364 | -0.00020893 | 0.00041108 | 0 | 0 | 0 | 0 | 0.000103 | 0.0030457 | 0.0011243 | 0.00010454 | 0.00031364 | -0.00052274 | -0.00041757 | 0.00030808 | 0 | 0 | 0.010459 | -0.0022123 | 0.006549 | 0.0040589 | 0.01108 | -0.00045073 | 0.0082386
| 50060 | 0 | 0 | 0 | 0 | 0 | 0 | 0 | 0 | 0 | 0 | 0 | 0 | 0 | 0 | 0 | 0 | 0 | 0 | 0 | 0 | 0 | 0 | 0 | 0 | 0 | 0 | 0 | 0 | 0 | 0 | 0 | 0 | 0 | 0 | 0 | 0 | 0 | 0 | 0 | 0 | 0 | 0 | 0 | 0 | 0 | 0 | 0 | 0 | 0 | 0 | 0 | 0 | 0 | 0 | 0
| 50397 | 0 | 0 | 0 | 0 | 0 | 0 | 0 | 0 | 0 | 0 | 0 | 0 | 0 | 0 | 0 | 0 | 0 | 0 | 0 | 0 | 0 | 0 | 0 | 0 | 0 | 0 | 0 | 0 | 0 | 0 | 0 | 0 | 0 | 0 | 0 | 0 | 0 | 0 | 0 | 0 | 0 | 0 | 0 | 0 | 0 | 0 | 0 | 0 | 0 | 0 | 0 | 0 | 0 | 0 | 0
| 54638 | 0 | 0 | 0 | 0 | 0 | 0 | 0 | 0 | 0 | 0 | 0 | 0 | 0 | 0 | 0 | 0 | 0 | 0 | 0 | 0 | 0 | 0 | 0 | 0 | 0 | 0 | 0 | 0 | 0 | 0 | 0 | 0 | 0 | 0 | 0 | 0 | 0 | 0 | 0 | 0 | 0 | 0 | 0 | 0 | 0 | 0 | 0 | 0 | 0 | 0 | 0 | 0 | 0 | 0 | 0
| 57407 | 0 | 0 | 0 | 0 | 0 | 0 | 0 | 0 | 0 | 0 | 0 | 0 | 0 | 0 | 0 | 0 | 0 | 0 | 0 | 0 | 0 | 0 | 0 | 0 | 0 | 0 | 0 | 0 | 0 | 0 | 0 | 0 | 0 | 0 | 0 | 0 | 0 | 0 | 0 | 0 | 0 | 0 | 0 | 0 | 0 | 0 | 0 | 0 | 0 | 0 | 0 | 0 | 0 | 0 | 0
| 58565 | 0 | 0 | 0 | 0 | 0 | 0 | 0 | 0 | 0 | 0 | 0 | 0 | 0 | 0 | 0 | 0 | 0 | 0 | 0 | 0 | 0 | 0 | 0 | 0 | 0 | 0 | 0 | 0 | 0 | 0 | 0 | 0 | 0 | 0 | 0 | 0 | 0 | 0 | 0 | 0 | 0 | 0 | 0 | 0 | 0 | 0 | 0 | 0 | 0 | 0 | 0 | 0 | 0 | 0 | 0
| Emissions by State: PJM and New York | [48 empty] | Calendar Total Emissions |  |  |  | Delivery Year Total Emissions
| short tons | [48 empty] | short tons |  |  |  | short tons
| State | [48 empty] | 2022 | 2023 | 2024 | 2025 | 2022/23 | 2023/24 | 2024/25 | time axis 2022-01-01 to 2025-12-01
| DC | 0 | 0 | 0 | -0.16638 | -0.017987 | -0.044968 | -0.39122 | -0.49465 | -0.15739 | -0.035975 | -0.21135 | 0 | 0 | 0 | 0 | -0.63676 | -0.36874 | -0.46767 | -1.6189 | -1.7268 | -0.43455 | -1.2726 | -0.36874 | 0 | 0 | 0 | 0 | 0 | 0 | -5.9605e-08 | -0.013491 | 0.017987 | 0 | 0 | 0 | 0 | 0 | 0 | 0 | 0 | 0 | 0 | -0.026981 | -0.031478 | -0.0044968 | 0 | 0 | 0 | -1.5199 | -6.8947 | 0.0044967 | -0.062956 | -2.3411 | -5.8892 | 0.0044967
| DE | 8.0902 | 4.9345 | 4.2134 | 11.87 | 12.268 | 12.229 | 24.1574 | 21.5199 | 12.1518 | 10.9388 | 6.2566 | 5.0731 | 31.9949 | 28.0071 | 7.3842 | 15.6736 | 10.9742 | 14.8742 | 37.88 | 32.8934 | 11.1165 | 16.6773 | 6.6655 | 11.9634 | 32.9931 | 33.8228 | 6.5007 | 17.7004 | 13.4562 | 13.4657 | 35.7912 | 34.2333 | 15.2545 | 10.7337 | 8.2995 | 9.8809 | 25.7591 | 25.5263 | 13.8446 | 21.3019 | 15.3669 | 16.8155 | 43.3359 | 37.2996 | 16.1379 | 15.8081 | 9.6759 | 10.2486 | 133.7028 | 226.1043 | 232.1319 | 251.1202 | 186.3607 | 236.5435 | 229.4574
| IL | 37.0718 | 34.227 | 27.2738 | 20.7498 | 11.7905 | 14.2051 | 53.7335 | 62.507 | 21.0282 | 11.8715 | 7.7645 | 9.4185 | 18.2774 | 12.0722 | 4.5365 | 8.2578 | 8.7337 | 25.5143 | 51.9602 | 53.8944 | 17.1292 | 11.1823 | 7.0459 | 2.5796 | 204.9733 | 173.0135 | 142.6364 | 113.6005 | 107.9977 | 172.7873 | 206.7001 | 213.0957 | 185.9248 | 171.4177 | 177.9667 | 224.473 | 261.1612 | 229.9292 | 197.4934 | 158.1895 | 149.8584 | 194.5038 | 234.2531 | 224.9643 | 203.4887 | 179.4672 | 200.3802 | 256.3665 | 311.6411 | 221.1835 | 2094.5869 | 2490.0556 | 232.4059 | 911.5273 | 2348.9973
| IN | 62.8087 | 67.008 | 74.9604 | 17.3386 | 17.0522 | -26.354 | -52.543 | -59.687 | -19.317 | 0.038075 | 37.1403 | 44.5139 | 45.5547 | 25.0877 | 15.3155 | -22.7619 | -45.7571 | -64.7996 | -48.1095 | -43.3543 | -29.8958 | -7.5767 | 10.6812 | 14.884 | 34.6154 | 45.7865 | 26.3103 | 23.0877 | 15.6421 | 8.8219 | 21.3815 | 18.3604 | 20.2983 | 11.1302 | 4.7259 | 0.056474 | 9.3205 | 9.6617 | -4.195 | 6.0648 | 5.1598 | 3.6677 | 9.3424 | -0.10613 | -5.4663 | -1.688 | -4.9852 | -4.4268 | 162.9592 | -150.7317 | 230.2166 | 22.3494 | -58.7698 | -22.7288 | 110.7865
| KY | 129.8482 | 118.0335 | 91.8711 | 108.3028 | 57.4542 | 52.2991 | 79.8786 | 63.8521 | 64.2006 | 51.3876 | 61.3946 | 87.5401 | 88.0373 | 65.655 | 31.0665 | 41.1147 | 31.2583 | 11.772 | -7.477 | -11.6923 | -16.0367 | -18.9108 | -30.6167 | 19.756 | 44.0431 | 43.6314 | 17.9096 | 4.9462 | 0.97751 | -11.0869 | -7.5901 | -9.7564 | -10.9879 | -5.6616 | 12.763 | 24.7716 | 35.299 | 38.7612 | 3.4036 | -4.5095 | -3.0011 | -8.3276 | -3.5391 | -12.4647 | -8.1718 | -3.507 | -1.2142 | 6.006 | 966.0627 | 203.9264 | 103.9596 | 38.7347 | 717.6847 | 58.3024 | 62.4051
| MD | -2.7982 | -4.0192 | 3.3 | 3.4328 | 5.7407 | 12.0865 | 41.7592 | 31.4926 | 11.9985 | 6.2133 | 4.038 | 7.2365 | 3.9597 | 2.416 | 4.5296 | 5.0329 | 10.128 | 18.4024 | 54.8716 | 32.6086 | 11.9614 | 8.6083 | 6.095 | 5.4724 | -1.8316 | 0.61479 | 3.3234 | 2.8863 | 3.4436 | 12.0583 | 35.7473 | 26.777 | 10.9262 | 4.781 | 4.8087 | 6.1073 | 9.5278 | 6.101 | 6.0449 | 3.7946 | 6.3034 | 12.7635 | 49.7835 | 30.4324 | 12.7608 | 7.9918 | 6.792 | 7.5194 | 120.4808 | 164.0859 | 109.6424 | 159.8152 | 140.8909 | 146.4562 | 132.9776
| MI | -12.6541 | -11.5193 | 13.1302 | 26.2156 | 6.9233 | 49.2358 | 74.1654 | 49.8258 | 31.2925 | -5.7302 | -25.5017 | -0.90783 | 0.87401 | -12.8677 | -17.672 | 13.7655 | 6.1469 | 41.8889 | 37.7902 | 28.798 | -1.3416 | -5.4868 | -36.3349 | -12.1285 | 21.1681 | 16.8483 | 7.287 | 7.5717 | -25.5834 | -36.2445 | -80.8418 | -94.1494 | -4.9821 | -4.9417 | 11.7952 | 38.5083 | 63.2998 | 66.7785 | 5.6611 | -1.8574 | 1.8358 | -55.9067 | -87.6116 | -4.3637 | -3.5131 | -2.3282 | 9.4283 | 38.0338 | 194.4755 | 43.432 | -143.5644 | 29.4564 | 162.6266 | 80.4769 | -35.1383
| NC | -133.6755 | -148.3023 | -277.5444 | -395.88 | -424.8775 | -426.8567 | -675.4502 | -673.4794 | -420.489 | -474.019 | -426.7596 | -343.7793 | -327.3053 | -268.8725 | -314.2737 | -318.8483 | -325.8027 | -355.6241 | -464.1129 | -455.2282 | -296.0244 | -338.4544 | -479.4848 | -405.7598 | 11.1237 | 6.3974 | 2.7587 | 6.2111 | -1.087 | 4.0565 | -0.23257 | 3.7291 | -4.7589 | -4.1606 | -5.9805 | 16.9655 | 18.8307 | 14.6574 | -11.7156 | -17.8249 | -14.3209 | -13.2892 | -16.4919 | -16.1707 | -19.5663 | -20.4314 | -21.7738 | 3.1499 | -4821.1128 | -4349.7912 | 35.0225 | -114.9466 | -4995.9357 | -2769.2848 | -0.75458
| NJ | 36.1651 | 22.3491 | 13.4288 | 19.1295 | 31.9872 | 39.2504 | 125.0594 | 87.5001 | 35.1768 | 33.2804 | 22.7381 | 17.3708 | 27.935 | 19.8438 | 21.5247 | 30.8723 | 34.9293 | 45.0977 | 261.6233 | 152.6867 | 38.1274 | 40.8648 | 27.3207 | 25.4304 | 51.3656 | 26.8541 | 23.3054 | 32.1713 | 37.7483 | 41.9072 | 239.9987 | 203.386 | 37.9146 | 34.2387 | 26.4791 | 29.6199 | 40.022 | 33.0189 | 39.988 | 46.5848 | 42.4326 | 47.0987 | 284.4988 | 210.6883 | 46.5261 | 47.6213 | 32.9427 | 35.5318 | 483.4358 | 726.2562 | 784.9891 | 906.954 | 495.4812 | 762.5958 | 815.5906
| NY | 13.7059 | 4.3298 | 2.9706 | 17.2848 | 7.4058 | 100.2006 | 131.8776 | 119.3164 | 31.374 | 50.0935 | 14.7866 | -0.57185 | 1.3433 | 0.4658 | 12.0346 | 34.9766 | 13.5114 | 91.6621 | 100.1853 | 74.6587 | 24.448 | 54.6683 | 28.0055 | 2.8081 | 22.0017 | 3.5913 | 8.5094 | 10.0357 | 4.6861 | 66.0309 | 142.4079 | 121.1804 | 30.0714 | 62.3693 | 17.4814 | 13.2311 | 24.2442 | 14.2045 | 13.5696 | 30.7808 | 11.8052 | 56.1226 | 110.0721 | 62.926 | 14.836 | 28.1336 | 11.1309 | 30.0481 | 492.7737 | 438.7677 | 501.5966 | 407.8736 | 509.4084 | 425.2603 | 547.3767
| OH | 89.528 | 97.7571 | 78.68 | 61.999 | 24.3426 | 60.8098 | 116.1827 | 103.4339 | 56.4847 | 21.4949 | 43.5209 | 60.5606 | 80.7586 | 52.7964 | 23.2873 | 23.4787 | 11.3304 | 79.1107 | 75.021 | 61.2531 | 17.1643 | 19.2586 | -11.1144 | 27.9568 | 41.7328 | 31.8877 | 18.4364 | 7.3621 | 4.8763 | -6.1718 | 3.8063 | -7.7977 | -16.2665 | -11.2614 | 9.678 | 26.1164 | 46.354 | 44.9844 | 16.1655 | -0.83125 | -4.9569 | -12.2792 | 1.9594 | -15.0476 | -20.2706 | -1.9074 | 3.3691 | 15.557 | 814.7942 | 460.3016 | 102.3985 | 73.0964 | 654.1389 | 372.9454 | 99.819
| PA | 225.3209 | 194.8163 | 157.0906 | 151.7206 | 152.0775 | 186.9478 | 234.7622 | 218.7442 | 158.6433 | 122.3927 | 147.6403 | 201.4422 | 248.1772 | 216.5488 | 147.6582 | 134.6917 | 158.2043 | 205.8951 | 249.2108 | 243.167 | 178.4738 | 163.9053 | 132.6708 | 219.5768 | 150.7809 | 143.5817 | 107.5808 | 157.2255 | 150.8647 | 164.2852 | 228.5902 | 200.7229 | 139.0963 | 117.2055 | 130.1463 | 207.1446 | 198.2081 | 185.6304 | 141.0292 | 221.8642 | 162.8222 | 185.001 | 327.926 | 253.1499 | 142.9918 | 142.6071 | 133.3014 | 194.9439 | 2151.5986 | 2298.18 | 1897.2245 | 2289.4753 | 2175.853 | 2102.9334 | 2096.745
| TN | -23.5891 | -28.104 | -28.9507 | -42.8847 | -51.718 | -51.534 | -43.2372 | -43.6113 | -59.8206 | -71.2108 | -69.0762 | -16.3308 | 13.305 | 12.2156 | 5.0543 | 4.2535 | 4.0616 | 26.6925 | 27.1774 | 34.5895 | 24.1402 | 13.4264 | 9.5452 | 16.7404 | 3.3447 | 5.1849 | 1.2964 | 0.37382 | 0.38158 | -5.9655 | -1.6375 | -3.7759 | -1.1228 | 1.1513 | 1.909 | 3.3141 | 2.8725 | 1.9139 | 0.51726 | -2.3334 | -0.48084 | -3.5047 | -1.7858 | -3.6498 | -0.097485 | 1.2663 | 0.81911 | -0.63575 | -530.0676 | 191.2017 | 4.4541 | -5.0988 | -315.9309 | 162.893 | -3.6379
| VA | 6.9663 | 9.9158 | 14.6945 | 11.8151 | 9.1435 | 28.494 | 55.5231 | 4.4495 | 0.60664 | 6.796 | 10.8056 | 16.6021 | 21.9645 | 17.9559 | 11.7598 | 10.4864 | 3.6769 | -11.1384 | 29.9346 | -21.9693 | 5.4209 | 10.7138 | 10.8053 | 15.5251 | -142.4993 | -143.4869 | -140.4084 | -114.6031 | -129.4029 | -185.7667 | -198.6322 | -216.096 | -179.6287 | -148.7137 | -148.6676 | -163.1725 | 16.9892 | 12.1339 | -4.8865 | -6.8537 | -6.589 | -16.1679 | 22.7436 | 1.9981 | -13.126 | -7.4234 | -7.3931 | 2.2135 | 175.8122 | 105.1353 | -1911.078 | -6.3612 | 189.1203 | -631.1087 | -1229.8835
| WV | 113.5805 | 144.7972 | 78.9673 | 84.4433 | 9.168 | 17.4722 | 39.4052 | 28.895 | -5.8433 | -6.1887 | 59.2065 | 90.2834 | 124.5486 | 95.7212 | 29.0945 | 29.6036 | -5.0338 | 4.1153 | 14.2441 | 10.7471 | -5.9572 | 18.3229 | 4.8418 | 72.2381 | 90.1079 | 65.1609 | 24.4746 | 16.2208 | 1.522 | -18.586 | -9.3312 | -11.104 | -31.2704 | -7.3298 | 25.6117 | 52.2307 | 70.9456 | 50.1133 | 31.2458 | -1.3612 | -7.0064 | -23.1737 | -12.9777 | -21.0873 | -18.8523 | -7.4956 | 4.1162 | 20.0204 | 654.1867 | 392.4862 | 197.7072 | 84.487 | 497.1644 | 316.0383 | 144.1581
Calendar Total Emissions

## Monthly Emissions - SO2
Monthly Emissions of SO2
| Emissions by Plant: MAAC Region | [48 empty] | Calendar Total Emissions |  |  |  | Delivery Year Total Emissions
| short tons | [48 empty] | short tons |  |  |  | short tons
| ORIS Code | [48 empty] | 2022 | 2023 | 2024 | 2025 | 2022/23 | 2023/24 | 2024/25 | time axis 2022-01-01 to 2025-12-01
| 591 | 0 | 0 | 0 | 0 | 0 | 0 | 0 | 0 | 0 | 0 | 0 | 0 | 0 | 0 | 0 | 0 | 0 | 0 | 6.7452 | 3.7447 | 0 | 0 | 0 | 0 | 4.9493 | 0 | 0 | 0 | 0 | 0 | 8.1269 | 5.5772 | 0 | 0 | 0 | 0 | 0 | 0 | 0 | 0 | 0 | 0 | 13.1134 | 6.544 | 0 | 0 | 0 | 0 | 0 | 10.4899 | 18.6534 | 19.6573 | 0 | 15.4392 | 13.7041
| 592 | 0 | 0 | 0 | 0 | 0 | 0 | 0 | 0 | 0 | 0 | 0 | 0 | 0 | 0 | 0 | 0 | 0 | 0 | 1.7639 | 1.0623 | 0 | 0 | 0 | 0 | 1.0178 | 0 | 0 | 0 | 0 | 0 | 2.3459 | 1.5345 | 0 | 0 | 0 | 0 | 0 | 0 | 0 | 0 | 0 | 0 | 4.4686 | 2.0477 | 0 | 0 | 0 | 0 | 0 | 2.8263 | 4.8981 | 6.5163 | 0 | 3.8441 | 3.8803
| 593 | 0 | 0 | 0 | 0 | 0 | 1e-08 | 0 | 1.1e-07 | 0 | 0 | 0 | 0 | 1e-08 | 0 | 0 | 0 | 0 | 1e-08 | 2e-08 | 1.2e-07 | 0 | 0 | 0 | 0 | 1e-08 | 2e-08 | 0 | 0 | 0 | 0 | 2e-08 | 1e-08 | 0 | 0 | 0 | 0 | 0 | 0 | 0 | 0 | 0 | 1e-08 | 0 | 1e-07 | 0 | 0 | 0 | 0 | 1.2e-07 | 1.6e-07 | 6e-08 | 1.1e-07 | 1.3e-07 | 1.8e-07 | 3e-08
| 594 | 12.1335 | 1.652 | 0 | 0 | 0 | 0 | 27.0276 | 11.8763 | 0 | 0 | 0 | 0 | 24.8495 | 19.3949 | 0 | 0 | 0 | 3.4166 | 44.2054 | 28.2926 | 0 | 0 | 0 | 1.0628 | 22.8529 | 26.1174 | 0 | 0 | 0 | 1.6251 | 36.6426 | 31.8693 | 1.904 | 0 | 0 | 0.3133 | 22.0369 | 17.1794 | 0.85424 | 0 | 0 | 5.3752 | 46.9198 | 35.1833 | 3.0668 | 0.55142 | 0 | 2.8193 | 52.6894 | 121.2218 | 121.3246 | 133.9864 | 83.1483 | 125.9477 | 112.4249
| 597 | 0 | 0 | 0 | 0 | 0 | 0 | 0 | 0 | 0 | 0 | 0 | 0 | 0 | 0 | 0 | 0 | 0 | 0 | 2.4562 | 1.6198 | 0 | 0 | 0 | 0 | 3.6863 | 0 | 0 | 0 | 0 | 0 | 3.2275 | 2.1598 | 0 | 0 | 0 | 0 | 0 | 0 | 0 | 0 | 0 | 0 | 5.963 | 2.6997 | 0 | 0 | 0 | 0 | 0 | 4.0761 | 9.0736 | 8.6627 | 0 | 7.7624 | 5.3873
| 602 | -1.9161 | 0 | 0 | 0 | 0 | 0 | 11.2568 | 7.8746 | 0 | 0 | 0 | 0 | 3.0878 | 0.49474 | 0 | 0 | 0 | 0.60728 | 16.2314 | 10.2994 | 0 | 0 | 0 | 0 | 0 | 0 | 0 | 0 | 0 | 0 | 7.44 | 2.0412 | -0.19044 | 0 | 0 | 0 | 9.289 | 1.9588 | -0.53302 | 0 | 0 | -0.61147 | 4.8835 | -1.9746 | -0.37893 | -0.79235 | -0.99007 | -0.0018 | 17.2153 | 30.7206 | 9.2908 | 10.849 | 22.7139 | 27.1381 | 20.0055
| 1552 | 0 | 0 | 0 | 0 | 0 | 0 | 0 | 0 | 0 | 0 | 0 | 0 | 0 | 0 | 0 | 0 | 0 | 0 | 0 | 0 | 0 | 0 | 0 | 0 | 0 | 0 | 0 | 0 | 0 | 0 | 0 | 0 | 0 | 0 | 0 | 0 | 0 | 0 | 0 | 0 | 0 | 0 | 0.67298 | 0.25389 | 0 | 0 | 0 | 0 | 0 | 0 | 0 | 0.92687 | 0 | 0 | 0
| 1554 | -9.4969 | -3.3775 | 0 | 0.14181 | 0.017312 | -0.23366 | 25.2832 | 14.7687 | -0.018985 | -0.10512 | 0.056585 | 0 | 3.3509 | -0.85824 | 0.018168 | 0.17651 | 0.059158 | 0.82816 | 28.0932 | 19.7607 | 0.07276 | 0.10238 | 0.10512 | 0.02063 | -1.8223 | 0 | 0 | 0.077784 | -0.059562 | -0.2158 | 0.20289 | 0.045499 | -0.18437 | -0.28503 | -0.037532 | 0.055688 | 0 | 0 | -0.25179 | -0.15788 | -0.21566 | -0.17807 | 0.7879 | 0.39003 | -0.058737 | -0.12263 | -0.093941 | 0.087481 | 27.0353 | 51.7294 | -2.2227 | 0.18671 | 42.4972 | 47.1789 | -1.044
| 1556 | 0 | 0 | 0 | 0 | 0.0011795 | 0.013012 | 0.088396 | 0.10801 | 0.0013 | 0 | 0 | 0 | 0 | 0 | 0 | 0 | 0.0017899 | 0.023804 | 0.53733 | 0.3847 | 0.00032615 | 0.0023724 | 0 | 0 | -0.014287 | 0 | 0 | 0 | 0.00028838 | 0.0093177 | 0.66565 | 0.34071 | 0.012502 | -0.00030282 | 0 | 0 | 0.00068705 | 0 | -1.895e-06 | -0.0003879 | 0.00058162 | 0.034863 | 1.7593 | 0.836 | 0.001184 | -0.0020604 | -0.00031719 | 0.00034084 | 0.2119 | 0.95032 | 1.0139 | 2.6302 | 0.21251 | 0.93453 | 1.0288
| 1557 | 0 | 0 | 0 | 0 | 0 | 0 | 0 | 0 | 0 | 0 | 0 | 0 | 0 | 0 | 0 | 0 | 0 | 0 | 0 | 0 | 0 | 0 | 0 | 0 | 0 | 0 | 0 | 0 | 0 | 0 | 0 | 0 | 0 | 0 | 0 | 0 | 0 | 0 | 0 | 0 | 0 | 0 | 2.0863 | 0.83955 | 0 | 0 | 0 | 0 | 0 | 0 | 0 | 2.9258 | 0 | 0 | 0
| 1563 | 0 | 0 | 0 | 0 | 0 | 0 | 0 | 0 | 0 | 0 | 0 | 0 | 0 | 0 | 0 | 0 | 0 | 0 | 1.0064 | 0.75321 | 0 | 0 | 0 | 0 | 0.46465 | 0 | 0 | 0 | 0 | 0 | 1.3106 | 0.88267 | 0 | 0 | 0 | 0 | 0 | 0 | 0 | 0 | 0 | 0 | 2.2936 | 1.1887 | 0 | 0 | 0 | 0 | 0 | 1.7596 | 2.6579 | 3.4822 | 0 | 2.2242 | 2.1933
| 1564 | 0 | 0 | 0 | 0 | 0 | 0 | 0 | 0 | 0 | 0 | 0 | 0 | 0 | 0 | 0 | 0 | 0 | 0 | 1.3085 | 0.87561 | 0 | 0 | 0 | 0 | 0.66062 | 0 | 0 | 0 | 0 | 0 | 1.9191 | 1.2259 | 0 | 0 | 0 | 0 | 0 | 0 | 0 | 0 | 0 | 0 | 3.4021 | 1.6637 | 0 | 0 | 0 | 0 | 0 | 2.1841 | 3.8056 | 5.0657 | 0 | 2.8447 | 3.145
| 1571 | 0.77109 | 0.10158 | 0 | 0 | 0 | 0.38673 | 10.1143 | 5.33 | 0 | 0 | 0 | 0 | 3.1183 | 0.75752 | 0 | 0 | 0 | 1.2315 | 6.4116 | -0.19037 | -0.07464 | 0 | 0 | 0 | 0 | 0 | 0 | 0 | 0 | 0 | 0 | 0 | 0 | 0 | 0 | 0 | 0 | 0 | 0 | 0 | 0 | 0 | -0.11341 | -0.25223 | 0 | 0 | 0 | 0 | 16.7036 | 11.2539 | 0 | -0.36564 | 19.7067 | 7.3781 | 0
| 1572 | 0 | 0 | 0 | 0 | 0.003032 | 0.020394 | 0.15829 | 0.082274 | -0.0065772 | 0 | 0 | 0 | 0 | 0 | 0 | 0 | 0.0031485 | 0.041773 | 0.10325 | -0.016123 | -0.020755 | -0.0057017 | 0 | 0 | -0.021063 | 0 | 0 | 0 | -0.018043 | -0.042524 | -0.055519 | -0.088735 | -0.03283 | -0.012455 | 0 | 0 | 0 | 0 | -0.0032198 | -0.058224 | -0.041136 | -0.080553 | -0.094274 | -0.14345 | -0.048775 | -0.051176 | -0.013625 | 0 | 0.25742 | 0.10559 | -0.27117 | -0.53443 | 0.25753 | 0.063338 | -0.33464
| 1573 | 6.7416 | 3.1109 | 0 | 0 | 0.22154 | 2.1479 | 8.7531 | 2.8843 | -0.1959 | 0 | 0 | 0 | 8.8986 | 5.6471 | -0.14864 | 0 | -0.03803 | 1.8205 | 5.9302 | -1.4816 | -1.4914 | -0.32529 | 0 | 3.0026 | 3.287 | 0.97062 | 0 | 0 | -1.6141 | -2.5216 | -2.9846 | -4.8769 | -2.8022 | -6.1575 | -3.0935 | -0.80956 | 0 | 0 | 0 | 0 | 0 | 0 | 0 | 0 | 0 | 0 | 0 | 0 | 23.6635 | 21.8141 | -20.6025 | 0 | 27.9485 | 10.0985 | -23.246
| 1580 | 0 | 0 | 0 | 0 | 0 | 0 | 0.080658 | 0.16224 | 0 | 0 | 0 | 0 | 0 | 0 | 0 | 0 | 0 | 0 | 5.4284 | 2.6898 | 0 | 0 | 0 | 0 | 2.7639 | 0 | 0 | 0 | 0 | 0 | 6.6377 | 4.653 | 0 | 0 | 0 | 0 | 0 | 0 | 0 | 0 | 0 | 0 | 9.3582 | 4.4908 | 0 | 0 | 0 | 0 | 0.2429 | 8.1181 | 14.0546 | 13.8489 | 0.2429 | 10.882 | 11.2907
| 2379 | 0.0041821 | 0 | 0 | 0 | 0 | 0 | 0.066563 | 0.02849 | 0 | 0 | 0 | 0 | 0 | 0 | 0 | 0 | 0 | 0 | 0.19885 | 0.092036 | 0 | 0 | 0 | 0 | 0.014641 | 0 | 0 | 0 | 0 | 0 | 0.17674 | 0.14319 | 0 | 0 | 0 | 0 | 0 | 0 | 0 | 0 | 0 | 0 | 0.2101 | 0.14928 | 0 | 0 | 0 | 0 | 0.099235 | 0.29088 | 0.33457 | 0.35939 | 0.095053 | 0.30552 | 0.31993
| 2390 | 0.46942 | 0 | 0 | 0 | 0 | 0 | 3.3743 | 1.4273 | 0 | 0 | 0 | 0 | 0 | 0 | 0 | 0 | 0 | 0 | 6.5631 | 2.4539 | 0 | 0 | 0 | 0 | 0.74429 | 0 | 0 | 0 | 0 | 0 | 6.9313 | 5.3555 | 0 | 0 | 0 | 0 | 0 | 0 | 0 | 0 | 0 | 0 | 8.6436 | 5.1412 | 0 | 0 | 0 | 0 | 5.271 | 9.017 | 13.0311 | 13.7848 | 4.8016 | 9.7613 | 12.2868
| 2393 | 0.29299 | 0.24118 | 0.0017199 | 0 | 0 | 0 | 0.14231 | 0.0815 | 0 | 0 | 0 | 0.030384 | 0.22186 | 0.15222 | 0.0017345 | 0 | 0.0003363 | 0 | -0.0002375 | 0 | 0 | 0 | 0 | 0.017891 | 0.22867 | 0.17165 | 0.026215 | 0 | 0 | 0 | -0.0059399 | -0.0014364 | 0 | 0 | 0.05191 | 0.10604 | 0.14003 | 0.13439 | 0.099041 | 0.0017677 | 0 | 0 | -0.033885 | -0.0097819 | 0.055469 | 0.032076 | 0.13406 | 0.14727 | 0.79008 | 0.3938 | 0.57711 | 0.70042 | 0.63034 | 0.44419 | 0.52579
| 2398 | 0.006157 | 0.0080742 | 0.11199 | 0.053005 | 0.18954 | 0.17525 | 0.15054 | 0.17102 | 0.18826 | 0.23399 | 0.17158 | 0.095553 | 0.095151 | 0.075812 | 0.15376 | 0.16345 | 0.20733 | 0.17703 | 0.15318 | 0.1665 | 0.18984 | 0.25584 | 0.20297 | 0.14895 | 0.074623 | 0.079107 | 0.17257 | 0.094267 | 0.17738 | 0.19161 | 0.14503 | 0.15759 | 0.18942 | 0.25928 | 0.15724 | 0.1687 | 0.11424 | 0.092928 | 0.29618 | 0.11976 | 0.2044 | 0.19572 | 0.15432 | 0.16758 | 0.21494 | 0.30462 | 0.1688 | 0.18649 | 1.555 | 1.9898 | 1.8668 | 2.22 | 1.8817 | 1.8923 | 2.0964
| 2399 | 0.0061595 | 0 | 0 | 0 | 0.0028394 | 0.013487 | 0.041146 | 0.029119 | 0 | 0 | 0 | 0 | 0 | 0 | 0 | 0 | 0.0029666 | 0.020729 | 0.068314 | 0.044282 | 0 | 0.0015372 | 0 | 0 | 0.0079456 | 0 | 0 | 9.0024e-05 | 0.0034468 | 0.012309 | 0.074713 | 0.057209 | 0.0043519 | 0.0016662 | 0 | 0 | 0.00088138 | 0 | 9.8981e-05 | 0.010742 | 0.0025827 | 0.01566 | 0.07323 | 0.053908 | 0.0060816 | 0.001245 | 0 | 0.00010738 | 0.092751 | 0.13783 | 0.16173 | 0.16454 | 0.086719 | 0.14634 | 0.16456
| 2401 | 0.0031158 | 0 | 0 | 0 | 0.00066925 | 0 | 0.022804 | 0.014839 | 0 | 0 | 0 | 0 | 0 | 0 | 0 | 0 | 0.0020311 | 0 | 0.018472 | 0.01209 | 0 | 0 | 0 | 0 | 0.0047112 | 0 | 0 | 0 | 0.0040689 | 0 | 0.0092587 | 0.014521 | 0 | 0 | 0 | 0 | 0 | 0 | 0 | 0.00097372 | 0.0027509 | 0 | 0.0158 | 0.014396 | 0 | 1.3864e-05 | 0 | 0 | 0.041428 | 0.032594 | 0.032559 | 0.033934 | 0.039674 | 0.039343 | 0.027504
| 2404 | 0.01669 | 0 | 0 | 0 | 0.013087 | 0.023992 | 0.10057 | 0.086085 | 0 | 0 | 0 | 0 | 0 | 0 | 0 | 0 | 0.019964 | 0.035549 | 0.060484 | 0.029446 | 0 | 0.012287 | 0 | 0 | 0.022746 | 0 | 0 | 0.0033935 | 0.036653 | 0.019008 | 0.082942 | 0.040228 | -0.00023298 | 0.0028715 | 0 | 0 | 0 | 0 | 0.0013637 | 0.03827 | 0.036614 | 0.013509 | 0.098487 | 0.073999 | 0 | 0.0048098 | 0 | 0 | 0.24042 | 0.15773 | 0.20761 | 0.26705 | 0.23061 | 0.20056 | 0.22106
| 2406 | 0.099394 | 0.056045 | 0.076548 | 0.053746 | 0.074019 | 0.1079 | 0.14192 | 0.1761 | 0.15629 | 0.056992 | 0.062518 | 0.14657 | 0.091708 | 0.085435 | 0.096743 | 0.069759 | 0.13533 | 0.14242 | 0.22444 | 0.22452 | 0.17801 | 0.084356 | 0.13929 | 0.11251 | 0.11594 | 0.13483 | 0.13299 | 0.049683 | 0.087564 | 0.13137 | 0.15938 | 0.19071 | 0.15318 | 0.067088 | 0.15915 | 0.12585 | 0.097956 | 0.079125 | 0.15248 | 0.094476 | 0.11885 | 0.17271 | 0.22424 | 0.24356 | 0.18492 | 0.10507 | 0.21854 | 0.15365 | 1.208 | 1.5845 | 1.5077 | 1.8456 | 1.3273 | 1.6265 | 1.5296
| 2410 | 0 | 0 | 0 | 0 | 0 | 0 | 0 | 0 | 0 | 0 | 0 | 0 | 0 | 0 | 0 | 0 | 0 | 0 | 0.66923 | 0.38314 | 0 | 0 | 0 | 0 | 0 | 0 | 0 | 0 | 0 | 0 | 0.66923 | 0.76627 | 0 | 0 | 0 | 0 | 0 | 0 | 0 | 0 | 0 | 0 | 1.7209 | 0.77429 | 0 | 0 | 0 | 0 | 0 | 1.0524 | 1.4355 | 2.4952 | 0 | 1.0524 | 1.4355
| 2411 | 0 | 0 | 0 | 0 | 0 | 0 | 0 | 0 | 0 | 0 | 0 | 0 | 0 | 0 | 0 | 0 | 0 | 0 | 0 | 0 | 0 | 0 | 0 | 0 | 0 | 0 | 0 | 0 | 0 | 0 | 0 | 0 | 0 | 0 | 0 | 0 | 0 | 0 | 0 | 0 | 0 | 0 | 0 | 0 | 0 | 0 | 0 | 0 | 0 | 0 | 0 | 0 | 0 | 0 | 0
| 2434 | 0.0022517 | 0 | 0 | 0 | 0.0013793 | 0.0012015 | 0.015503 | 0.0091546 | 0 | 0 | 0 | 0 | 0 | 0 | 0 | 0 | 0.0015349 | 0.0053904 | 0.022253 | 0.014161 | 0 | 0.0022688 | 0 | 0 | 0.002944 | 0 | 0 | 0.00026691 | 0.0021582 | 0.0028401 | 0.021593 | 0.016866 | 0.0012499 | 0.00056662 | 0 | 0 | 0.00032196 | 0.0001594 | 0.00029349 | 0.0054858 | 0.0014963 | 0.0040543 | 0.023047 | 0.016801 | 0.0016552 | 0.00042337 | 0 | 0 | 0.02949 | 0.045608 | 0.048484 | 0.053738 | 0.027394 | 0.049442 | 0.050872
| 3109 | 0 | 0 | 0 | 0 | 0 | 0 | 0 | 0 | 0 | 0 | 0 | 0 | 0 | 0 | 0 | 0 | 0 | 0 | 0.1681 | 0.5062 | 0 | 0 | 0 | 0 | 0 | 0 | 0 | 0 | 0 | 0 | 0.3362 | 0 | 0 | 0 | 0 | 0 | 0 | 0 | 0 | 0 | 0 | 0 | 2.5263 | 1.1811 | 0 | 0 | 0 | 0 | 0 | 0.6743 | 0.3362 | 3.7074 | 0 | 0.6743 | 0.3362
| 3110 | 0 | 0 | 0 | 0 | 0 | 0 | 0 | 0 | 0 | 0 | 0 | 0 | 0 | 0 | 0 | 0 | 0 | 0 | 0 | 0.5235 | 0 | 0 | 0 | 0 | 0 | 0 | 0 | 0 | 0 | 0 | 0 | 0 | 0 | 0 | 0 | 0 | 0 | 0 | 0 | 0 | 0 | 0 | 4.6938 | 1.5705 | 0 | 0 | 0 | 0 | 0 | 0.5235 | 0 | 6.2643 | 0 | 0.5235 | 0
| 3111 | 0 | 0 | 0 | 0 | 0 | 0 | 0 | 0 | 0 | 0 | 0 | 0 | 0 | 0 | 0 | 0 | 0 | 0 | 0.030783 | 0.092698 | 0 | 0 | 0 | 0 | 0 | 0 | 0 | 0 | 0 | 0 | 0.066435 | 0 | 0 | 0 | 0 | 0 | 0 | 0 | 0 | 0 | 0 | 0 | 0.49253 | 0.23861 | 0 | 0 | 0 | 0 | 0 | 0.12348 | 0.066435 | 0.73114 | 0 | 0.12348 | 0.066435
| 3112 | 0 | 0 | 0 | 0 | 0 | 0 | 0 | 0 | 0 | 0 | 0 | 0 | 0 | 0 | 0 | 0 | 0 | 0 | 0.16311 | 0.49118 | 0 | 0 | 0 | 0 | 0 | 0 | 0 | 0 | 0 | 0 | 0.32623 | 0 | 0 | 0 | 0 | 0 | 0 | 0 | 0 | 0 | 0 | 0 | 2.6513 | 1.3098 | 0 | 0 | 0 | 0 | 0 | 0.6543 | 0.32623 | 3.9611 | 0 | 0.6543 | 0.32623
| 3113 | 0 | 0 | 0 | 0 | 0 | 0 | 0 | 0 | 0 | 0 | 0 | 0 | 0 | 0 | 0 | 0 | 0 | 0 | 0 | 0 | 0 | 0 | 0 | 0 | 0 | 0 | 0 | 0 | 0 | 0 | 0 | 0 | 0 | 0 | 0 | 0 | 0 | 0 | 0 | 0 | 0 | 0 | 0 | 0 | 0 | 0 | 0 | 0 | 0 | 0 | 0 | 0 | 0 | 0 | 0
| 3114 | 0 | 0 | 0 | 0 | 0 | 0 | 0 | 0 | 0 | 0 | 0 | 0 | 0 | 0 | 0 | 0 | 0 | 0 | 0 | 0 | 0 | 0 | 0 | 0 | 0 | 0 | 0 | 0 | 0 | 0 | 0 | 0 | 0 | 0 | 0 | 0 | 0 | 0 | 0 | 0 | 0 | 0 | 0 | 0 | 0 | 0 | 0 | 0 | 0 | 0 | 0 | 0 | 0 | 0 | 0
| 3115 | 0 | 0 | 0 | 0 | 0 | 0 | 0 | 0 | 0 | 0 | 0 | 0 | 0 | 0 | 0 | 0 | 0 | 0 | 0 | 0 | 0 | 0 | 0 | 0 | 0 | 0 | 0 | 0 | 0 | 0 | 0 | 0 | 0 | 0 | 0 | 0 | 0 | 0 | 0 | 0 | 0 | 0 | 0 | 0 | 0 | 0 | 0 | 0 | 0 | 0 | 0 | 0 | 0 | 0 | 0
| 3116 | 0 | 0 | 0 | 0 | 0 | 0 | 0 | 0 | 0 | 0 | 0 | 0 | 0 | 0 | 0 | 0 | 0 | 0 | 0.12621 | 0.095015 | 0 | 0 | 0 | 0 | 0 | 0 | 0 | 0 | 0 | 0 | 0.15776 | 0.063343 | 0 | 0 | 0 | 0 | 0 | 0 | 0 | 0 | 0 | 0 | 0.72413 | 0.26907 | 0 | 0 | 0 | 0 | 0 | 0.22123 | 0.22111 | 0.9932 | 0 | 0.22123 | 0.22111
| 3118 | 6.9995 | 5.981 | 1.4749 | 0.45987 | 2.7695 | 7.728 | 17.4825 | 9.0183 | 0.11618 | 0.92412 | 2.8883 | 5.5889 | 7.4043 | 9.8822 | 4.4855 | 1.5794 | 3.6032 | 13.128 | 16.9974 | 14.8374 | 3.2941 | 6.2169 | 4.8787 | 6.9671 | 8.0997 | 1.4185 | 1.3045 | 2.8621 | 2.6544 | 5.1526 | 11.5158 | 7.7868 | 4.5043 | 2.8 | -0.02642 | 6.559 | 15.3325 | 8.6129 | 1.2364 | 2.0443 | 5.958 | 4.6729 | 10.6781 | 5.7691 | -1.0515 | -0.13151 | 0.74478 | 8.5488 | 61.4311 | 93.2743 | 54.6312 | 62.4149 | 70.701 | 82.6588 | 71.4762
| 3120 | 0 | 0 | 0 | 0 | 0 | 0 | 0 | 0 | 0 | 0 | 0 | 0 | 0 | 0 | 0 | 0 | 0 | 0 | 0 | 0 | 0 | 0 | 0 | 0 | 0 | 0 | 0 | 0 | 0 | 0 | 0 | 0 | 0 | 0 | 0 | 0 | 0 | 0 | 0 | 0 | 0 | 0 | 0 | 0 | 0 | 0 | 0 | 0 | 0 | 0 | 0 | 0 | 0 | 0 | 0
| 3122 | 32.7826 | 24.1947 | 32.6485 | 18.475 | 14.123 | 18.7875 | 20.6069 | 8.3684 | 13.4195 | 14.3064 | 18.0012 | 33.7104 | 29.4388 | 19.9646 | 24.539 | 12.403 | 11.6108 | 13.2988 | 11.1926 | 10.4979 | 7.8551 | 13.76 | 14.4929 | 24.5661 | 10.5839 | 11.4146 | 13.8083 | 4.3466 | 5.725 | 2.4407 | 2.0114 | 3.3297 | 2.6513 | 4.7185 | 5.3105 | 12.9129 | 11.1495 | 10.445 | 5.0709 | 2.7983 | 6.1333 | 2.0023 | 1.9491 | 2.4391 | 1.8785 | 6.4058 | 3.8206 | 9.5182 | 249.4241 | 193.6196 | 79.2534 | 63.6106 | 225.1565 | 141.5418 | 68.972
| 3130 | 0 | 0 | 0 | 2.8656 | 14.91 | 0.974 | 0 | 0 | 14.4026 | 1.6098 | 0 | 0 | 0 | 0 | 0 | 0.7309 | 10.2718 | 0 | 0 | 0 | 7.4396 | 0 | 0 | 0 | 0 | 0 | 0 | 0 | 2.5181 | 0 | 0 | 0 | 2.8997 | 1.6382 | 0 | 0 | 0 | 0 | 0 | 0 | 1.5401 | 0 | 0 | 0 | 0 | 0 | 0 | 0 | 34.762 | 18.4423 | 7.056 | 1.5401 | 27.9891 | 9.9577 | 6.078
| 3131 | 2.4461 | 1.8061 | 2.2502 | 1.1936 | 1.3702 | 0.75702 | 0.92631 | 1.2449 | 1.1088 | 1.0528 | 2.3934 | 3.0502 | 2.6002 | 2.4306 | 1.9155 | 1.0613 | 1.1582 | 0.99731 | 1.2936 | 1.6223 | 1.5802 | 1.1355 | 2.0213 | 3.8827 | 2.647 | 2.1632 | 1.766 | 0.72415 | 1.3033 | 0.66183 | 0.71023 | 0.54248 | 1.1 | 1.1561 | 1.8373 | 2.921 | 2.0003 | 2.2958 | 1.4751 | 1.0599 | 1.3526 | 1.016 | 0.85921 | 0.99274 | 0.91726 | 1.498 | 1.4277 | 2.3327 | 19.5997 | 21.6987 | 17.5325 | 17.2273 | 19.6993 | 21.1365 | 17.1126
| 3132 | 0 | 0 | 0 | 0 | 0 | 0 | 0 | 0 | 0 | 0 | 0 | 0 | 0 | 0 | 0 | 0 | 0 | 0 | 0 | 0 | 0 | 0 | 0 | 0 | 0 | 0 | 0 | 0 | 0 | 0 | 0 | 0 | 0 | 0 | 0 | 0 | 0 | 0 | 0 | 0 | 0 | 0 | 0 | 0 | 0 | 0 | 0 | 0 | 0 | 0 | 0 | 0 | 0 | 0 | 0
| 3136 | 98.2879 | 73.8896 | 47.8403 | 25.5726 | 16.6867 | 33.7726 | 45.386 | 30.9011 | 15.9792 | 36.8375 | 26.8722 | 71.3809 | 117.3664 | 110.6501 | 33.7824 | 33.224 | 22.8877 | 34.6529 | 34.0382 | 27.6129 | 22.0247 | 27.7051 | 24.1562 | 72.0872 | 42.5354 | 29.2202 | 22.448 | 16.9297 | 18.6115 | 20.0516 | 18.4358 | 19.7202 | 18.6819 | 21.4771 | 40.7521 | 44.6757 | 43.9581 | 87.0282 | 72.7542 | 28.5138 | 12.067 | 15.909 | 16.6393 | 11.9976 | 22.4814 | 35.791 | 51.8029 | 48.2056 | 523.4066 | 560.1878 | 313.5392 | 447.1481 | 579.0401 | 372.022 | 428.1157
| 3139 | 0 | 0 | 0 | 0 | 0 | 0 | 0 | 0 | 0 | 0 | 0 | 0 | 0 | 0 | 0 | 0 | 0 | 0 | 0 | 0 | 0 | 0 | 0 | 0 | 0 | 0 | 0 | 0 | 0 | 0 | 0 | 0 | 0 | 0 | 0 | 0 | 0 | 0 | 0 | 0 | 0 | 0 | 0 | 0 | 0 | 0 | 0 | 0 | 0 | 0 | 0 | 0 | 0 | 0 | 0
| 3140 | 13.0077 | 11.9372 | 7.1265 | 3.659 | 4.9592 | 4.1315 | 4.4214 | 5.1075 | 5.3425 | 3.8694 | 9.1718 | 12.5896 | 10.9243 | 10.4729 | 8.2807 | 3.851 | 6.4093 | 5.3998 | 6.1086 | 7.0644 | 6.9498 | 3.7801 | 9.2186 | 10.3288 | 7.737 | 8.0375 | 7.6718 | 2.8038 | 4.4867 | 4.6139 | 2.9693 | 3.3834 | 5.9195 | 5.5899 | 8.031 | 10.7666 | 7.388 | 8.6736 | 8.137 | 3.649 | 5.3878 | 5.3209 | 5.517 | 7.6527 | 6.3579 | 6.1348 | 8.1002 | 9.0453 | 85.3232 | 88.7883 | 72.0104 | 81.3641 | 84.5719 | 79.5868 | 74.509
| 3142 | 0 | 0 | 0 | 0 | 0 | 0 | 0 | 0 | 0 | 0 | 0 | 0 | 0 | 0 | 0 | 0 | 0 | 0 | 0 | 0 | 0 | 0 | 0 | 0 | 0 | 0 | 0 | 0 | 0 | 0 | 0 | 0 | 0 | 0 | 0 | 0 | 0 | 0 | 0 | 0 | 0 | 0 | 0 | 0 | 0 | 0 | 0 | 0 | 0 | 0 | 0 | 0 | 0 | 0 | 0
| 3143 | 0 | 0 | 0 | 0 | 0 | 0 | 0 | 0 | 0 | 0 | 0 | 0 | 0 | 0 | 0 | 0 | 0 | 0 | 2.4214 | 1.3349 | 0 | 0 | 0 | 0 | -0.55246 | 0 | 0 | 0 | 0 | 0 | 2.1156 | 1.7644 | 0 | 0 | 0 | 0 | 0 | 0 | 0 | 0 | 0 | 0 | 4.9457 | 2.0024 | 0 | 0 | 0 | 0 | 0 | 3.7563 | 3.3275 | 6.9481 | 0 | 3.2038 | 3.88
| 3144 | 0 | 0 | 0 | 0 | 0 | 0 | 0 | 0 | 0 | 0 | 0 | 0 | 0 | 0 | 0 | 0 | 0 | 0 | 0 | 0 | 0 | 0 | 0 | 0 | 0 | 0 | 0 | 0 | 0 | 0 | 0 | 0 | 0 | 0 | 0 | 0 | 0 | 0 | 0 | 0 | 0 | 0 | 0 | 0 | 0 | 0 | 0 | 0 | 0 | 0 | 0 | 0 | 0 | 0 | 0
| 3146 | 0 | 0 | 0 | 0 | 0 | 0 | 0 | 0 | 0 | 0 | 0 | 0 | 0 | 0 | 0 | 0 | 0 | 0 | 0 | 0 | 0 | 0 | 0 | 0 | 0 | 0 | 0 | 0 | 0 | 0 | 0 | 0 | 0 | 0 | 0 | 0 | 0 | 0 | 0 | 0 | 0 | 0 | 0 | 0 | 0 | 0 | 0 | 0 | 0 | 0 | 0 | 0 | 0 | 0 | 0
| 3147 | 0 | 0 | 0 | 0 | 0 | 0 | 0 | 0 | 0 | 0 | 0 | 0 | 0 | 0 | 0 | 0 | 0 | 0 | 0 | 0 | 0 | 0 | 0 | 0 | 0 | 0 | 0 | 0 | 0 | 0 | 0 | 0 | 0 | 0 | 0 | 0 | 0 | 0 | 0 | 0 | 0 | 0 | 0 | 0 | 0 | 0 | 0 | 0 | 0 | 0 | 0 | 0 | 0 | 0 | 0
| 3148 | 1.8987 | 1.2398 | 1.2057 | 2.8885 | 3.0714 | 3.5151 | 3.6322 | 4.2848 | 3.1231 | 1.9671 | 1.3228 | 0.94856 | 2.6852 | 2.3355 | 1.4309 | 2.9784 | 3.1843 | 4.2635 | 3.666 | 4.4866 | 3.5722 | 3.5722 | 1.6357 | 1.6523 | 1.6736 | 1.9913 | 0.87709 | 4.8738 | 3.8269 | 4.4238 | 3.6335 | 3.7939 | 3.2888 | 2.1566 | 1.6802 | 1.9918 | 2.7653 | 2.233 | 1.8993 | 6.5429 | 3.9145 | 4.5926 | 3.6575 | 3.9224 | 3.2335 | 2.6425 | 1.5928 | 2.3178 | 29.0978 | 35.4627 | 34.2114 | 39.3142 | 31.4078 | 36.0913 | 38.3236
| 3149 | 42.2201 | 30.9086 | 0 | 0 | 7.405 | 25.5325 | 94.8648 | 82.0506 | 0 | 0 | 2.3931 | 7.9594 | 56.1132 | 58.7466 | 7.5426 | 0 | 7.7074 | 12.6763 | -44.422 | -13.7458 | 0 | 4.3589 | 1.6508 | 31.6237 | 27.4073 | 15.6565 | 3.4042 | 2.2929 | 9.9693 | 7.5648 | -9.4081 | -25.8448 | 3.1321 | 43.4885 | 34.2432 | 80.6533 | 78.6659 | 75.1495 | 37.374 | 68.2389 | 25.5515 | 28.6925 | 64.7467 | 19.9701 | 5.695 | 47.5442 | 35.0708 | 91.9242 | 293.3341 | 122.2517 | 192.5592 | 578.6233 | 342.9102 | 50.8721 | 418.8088
| 3152 | 0 | 0 | 0 | 0 | 0 | 0 | 0 | 0 | 0 | 0 | 0 | 0 | 0 | 0 | 0 | 0 | 0 | 0 | 0 | 0 | 0 | 0 | 0 | 0 | 0 | 0 | 0 | 0 | 0 | 0 | 0 | 0 | 0 | 0 | 0 | 0 | 0 | 0 | 0 | 0 | 0 | 0 | 0 | 0 | 0 | 0 | 0 | 0 | 0 | 0 | 0 | 0 | 0 | 0 | 0
| 3154 | 0 | 0 | 0 | 0 | 0 | 0 | 0 | 0 | 0 | 0 | 0 | 0 | 0 | 0 | 0 | 0 | 0 | 0 | 1.574 | 1.1059 | 0 | 0 | 0 | 0 | 0 | 0 | 0 | 0 | 0 | 0 | 1.4166 | 1.2639 | 0 | 0 | 0 | 0 | 0 | 0 | 0 | 0 | 0 | 0 | 4.2985 | 1.7379 | 0 | 0 | 0 | 0 | 0 | 2.6799 | 2.6805 | 6.0363 | 0 | 2.6799 | 2.6805
| 3155 | 0 | 0 | 0 | 0 | 0 | 0 | 0 | 0 | 0 | 0 | 0 | 0 | 0 | 0 | 0 | 0 | 0 | 0 | 0 | 0 | 0 | 0 | 0 | 0 | 0 | 0 | 0 | 0 | 0 | 0 | 0 | 0 | 0 | 0 | 0 | 0 | 0 | 0 | 0 | 0 | 0 | 0 | 0 | 0 | 0 | 0 | 0 | 0 | 0 | 0 | 0 | 0 | 0 | 0 | 0
| 3157 | 0 | 0 | 0 | 0 | 0 | 0 | 7.1869 | 3.1585 | 0 | 0 | 0 | 0 | 0 | 0 | 0 | 0 | 0 | 0 | 21.886 | 10.4687 | 0 | 0 | 0 | 0 | 0 | 0 | 0 | 0 | 0 | 0 | 20.3716 | 17.2833 | 0 | 0 | 0 | 0 | 0 | 0 | 0 | 0 | 0 | 0 | 25.0709 | 16.3348 | 0 | 0 | 0 | 0 | 10.3454 | 32.3548 | 37.6549 | 41.4057 | 10.3454 | 32.3548 | 37.6549
| 3160 | 0 | 0 | 0 | 0 | 0 | 0 | 3.1499 | 1.2533 | 0 | 0 | 0 | 0 | 0 | 0 | 0 | 0 | 0 | 0 | 26.6457 | 10.8289 | 0 | 0 | 0 | 0 | 0 | 0 | 0 | 0 | 0 | 0 | 26.1892 | 21.7203 | 0 | 0 | 0 | 0 | 0 | 0 | 0 | 0 | 0 | 0 | 36.0739 | 21.8325 | 0 | 0 | 0 | 0 | 4.4032 | 37.4746 | 47.9095 | 57.9063 | 4.4032 | 37.4746 | 47.9095
| 3161 | 0 | 0 | 0 | 0 | 0 | 0 | 8.6171 | 2.9015 | 0 | 0 | 0 | 0 | 0 | 0 | 0 | 0 | 0 | 0 | 31.8437 | 14.2876 | 0 | 0 | 0 | 0 | 0 | 0 | 0 | 0 | 0 | 0 | 28.5488 | 24.3821 | 0 | 0 | 0 | 0 | 0 | 0 | 0 | 0 | 0 | 0 | 36.9167 | 24.0936 | 0 | 0 | 0 | 0 | 11.5187 | 46.1312 | 52.9308 | 61.0103 | 11.5187 | 46.1312 | 52.9308
| 3162 | 0 | 0 | 0 | 0 | 0 | 0 | 0 | 0 | 0 | 0 | 0 | 0 | 0 | 0 | 0 | 0 | 0 | 0 | 3.5273 | 2.966 | 0 | 0 | 0 | 0 | 0 | 0 | 0 | 0 | 0 | 0 | 2.9122 | 3.1472 | 0 | 0 | 0 | 0 | 0 | 0 | 0 | 0 | 0 | 0 | 11.9251 | 5.6358 | 0 | 0 | 0 | 0 | 0 | 6.4934 | 6.0594 | 17.5609 | 0 | 6.4934 | 6.0594
| 3163 | 0 | 0 | 0 | 0 | 0 | 0 | 0.64601 | 0.64844 | 0 | 0 | 0 | 0 | 0 | 0 | 0 | 0 | 0 | 0 | 15.5713 | 7.2691 | 0 | 0 | 0 | 0 | 0 | 0 | 0 | 0 | 0 | 0 | 19.0139 | 14.1837 | 0 | 0 | 0 | 0 | 0 | 0 | 0 | 0 | 0 | 0 | 23.8222 | 13.5744 | 0 | 0 | 0 | 0 | 1.2945 | 22.8403 | 33.1976 | 37.3966 | 1.2945 | 22.8403 | 33.1976
| 3168 | 0 | 0 | 0 | 0 | 0 | 0 | 0.48978 | 0.37516 | 0 | 0 | 0 | 0 | 0 | 0 | 0 | 0 | 0 | 0 | 8.8364 | 3.6303 | 0 | 0 | 0 | 0 | 0 | 0 | 0 | 0 | 0 | 0 | 9.7095 | 7.0758 | 0 | 0 | 0 | 0 | 0 | 0 | 0 | 0 | 0 | 0 | 12.0118 | 6.8861 | 0 | 0 | 0 | 0 | 0.86494 | 12.4667 | 16.7853 | 18.8979 | 0.86494 | 12.4667 | 16.7853
| 3169 | 0 | 0 | 0 | 0 | 0 | 0 | 4.3379 | 1.2363 | 0 | 0 | 0 | 0 | 0 | 0 | 0 | 0 | 0 | 0 | 15.7115 | 7.1048 | 0 | 0 | 0 | 0 | 0 | 0 | 0 | 0 | 0 | 0 | 13.81 | 12.1549 | 0 | 0 | 0 | 0 | 0 | 0 | 0 | 0 | 0 | 0 | 18.0977 | 12.203 | 0 | 0 | 0 | 0 | 5.5742 | 22.8164 | 25.9649 | 30.3006 | 5.5742 | 22.8164 | 25.9649
| 3170 | 0 | 0 | 0 | 0 | 0 | 0 | 8.4047 | 3.0384 | 0 | 0 | 0 | 0 | 0 | 0 | 0 | 0 | 0 | 0 | 27.6074 | 12.3495 | 0 | 0 | 0 | 0 | 0 | 0 | 0 | 0 | 0 | 0 | 24.2495 | 20.8931 | 0 | 0 | 0 | 0 | 0 | 0 | 0 | 0 | 0 | 0 | 31.6621 | 21.0323 | 0 | 0 | 0 | 0 | 11.4431 | 39.9569 | 45.1426 | 52.6943 | 11.4431 | 39.9569 | 45.1426
| 3176 | 0.011612 | 0.0075046 | 0.0054009 | 0.0049075 | 0.0054998 | 0.0066259 | 0.0082599 | 0.011828 | 0.012864 | 0.0054228 | 0.0063265 | 0.0083074 | 0.022431 | 0.019984 | 0.010098 | 0.0058571 | 0.0067633 | 0.0090893 | 0.012761 | 0.016344 | 0.015809 | 0.0075507 | 0.0098606 | 0.011312 | 0.0089357 | 0.0095346 | 0.0069923 | 0.0086839 | 0.0060718 | 0.009785 | 0.0074189 | 0.0087281 | 0.0135 | 0.0059248 | 0.0060302 | 0.0097332 | 0.012601 | 0.011523 | 0.0053739 | 0.01068 | 0.0088426 | 0.011122 | 0.012079 | 0.015603 | 0.017621 | 0.0072819 | 0.0086652 | 0.011458 | 0.094559 | 0.14786 | 0.10134 | 0.13285 | 0.12477 | 0.12294 | 0.11014
| 3782 | 0 | 0 | 0 | 0 | 0 | 0 | 0 | 0 | 0 | 0 | 0 | 0 | 0 | 0 | 0 | 0 | 0 | 0 | 1.2353 | 0.75925 | 0 | 0 | 0 | 0 | 0.54502 | 0 | 0 | 0 | 0 | 0 | 1.853 | 1.1044 | 0 | 0 | 0 | 0 | 0 | 0 | 0 | 0 | 0 | 0 | 2.9511 | 1.3114 | 0 | 0 | 0 | 0 | 0 | 1.9946 | 3.5024 | 4.2625 | 0 | 2.5396 | 2.9574
| 3785 | 0 | 0 | 0 | 0 | 0 | 0 | 0 | 0 | 0 | 0 | 0 | 0 | 0 | 0 | 0 | 0 | 0 | 0 | 0.05716 | 0.033454 | 0 | 0 | 0 | 0 | 0.035342 | 0 | 0 | 0 | 0 | 0 | 0.065325 | 0.065571 | 0 | 0 | 0 | 0 | 0 | 0 | 0 | 0 | 0 | 0 | 0.16295 | 0.09016 | 0 | 0 | 0 | 0 | 0 | 0.090614 | 0.16624 | 0.25311 | 0 | 0.12596 | 0.1309
| 4257 | 0.056108 | 0 | 0 | 0 | 0 | 0 | 1.5098 | 0.60053 | 0 | 0 | 0 | 0 | 0 | 0 | 0 | 0 | 0 | 0 | 11.5501 | 4.9869 | 0 | 0 | 0 | 0 | 4.0968 | 0 | 0 | 0 | 0 | 0 | 11.0741 | 8.6459 | 0 | 0 | 0 | 0 | 0 | 0 | 0 | 0 | 0 | 0 | 15.2224 | 8.6508 | 0 | 0 | 0 | 0 | 2.1665 | 16.537 | 23.8169 | 23.8733 | 2.1104 | 20.6338 | 19.7201
| 5083 | 0.0065382 | 0 | 0 | 0 | 0.00095391 | 0 | 0.038616 | 0.019552 | 0 | 0 | 0 | 0 | 0 | 0 | 0 | 0 | 0.0012063 | 0.0081698 | 0.080691 | 0.044501 | 0 | 0 | 0 | 0 | 0.011619 | 0 | 0 | 0 | 0.00093287 | 0.0036975 | 0.07016 | 0.059817 | 0.003191 | 0.00024492 | 0 | 0 | 0.00027832 | 0 | 0 | 0.0029938 | 0.0011759 | 0.0081013 | 0.079732 | 0.059354 | 0.0038012 | 0.00073199 | 0 | 0 | 0.065661 | 0.13457 | 0.14966 | 0.15617 | 0.059375 | 0.14591 | 0.14156
| 6390 | 0 | 0 | 0 | 0 | 0 | 0 | 0 | 0 | 0 | 0 | 0 | 0 | 0 | 0 | 0 | 0 | 0 | 0 | 0.21313 | 0.1429 | 0 | 0 | 0 | 0 | 0.094028 | 0 | 0 | 0 | 0 | 0 | 0.31969 | 0.2126 | 0 | 0 | 0 | 0 | 0 | 0 | 0 | 0 | 0 | 0 | 0.53282 | 0.23816 | 0 | 0 | 0 | 0 | 0 | 0.35602 | 0.62631 | 0.77098 | 0 | 0.45005 | 0.53228
| 6391 | 0 | 0 | 0 | 0 | 0 | 0 | 0.0068238 | 0.013726 | 0 | 0 | 0 | 0 | 0 | 0 | 0 | 0 | 0 | 0 | 0.22519 | 0.11667 | 0 | 0 | 0 | 0 | 0.077415 | 0 | 0 | 0 | 0 | 0 | 0.27204 | 0.19216 | 0 | 0 | 0 | 0 | 0 | 0 | 0 | 0 | 0 | 0 | 0.41625 | 0.20589 | 0 | 0 | 0 | 0 | 0.02055 | 0.34186 | 0.54162 | 0.62214 | 0.02055 | 0.41927 | 0.4642
| 6565 | 0 | 0 | 0 | 0 | 0 | 0 | 0 | 0 | 0 | 0 | 0 | 0 | 0 | 0 | 0 | 0 | 0 | 0 | 0.45703 | 0.29549 | 0 | 0 | 0 | 0 | 0.25925 | 0 | 0 | 0 | 0 | 0 | 0.56391 | 0.39399 | 0 | 0 | 0 | 0 | 0 | 0 | 0 | 0 | 0 | 0 | 1.2079 | 0.55815 | 0 | 0 | 0 | 0 | 0 | 0.75252 | 1.2171 | 1.766 | 0 | 1.0118 | 0.9579
| 6776 | 0 | 0 | 0 | 0 | 0 | 0 | 0 | 0 | 0 | 0 | 0 | 0 | 0 | 0 | 0 | 0 | 0 | 0 | 0.0034921 | 0.0021943 | 0 | 0 | 0 | 0 | 0 | 0 | 0 | 0 | 0 | 0 | 0.0031041 | 0.0031158 | 0 | 0 | 0 | 0 | 0 | 0 | 0 | 0 | 0 | 0 | 0.01103 | 0.0048018 | 0 | 0 | 0 | 0 | 0 | 0.0056865 | 0.0062199 | 0.015832 | 0 | 0.0056865 | 0.0062199
| 7138 | 0.0026879 | 0 | 0 | 0 | 0 | 0 | 0.013283 | 0.0066856 | 0 | 0 | 0 | 0 | 0 | 0 | 0 | 0 | 0 | 0 | 0.034834 | 0.015452 | 0 | 0 | 0 | 0 | 0.0051202 | 0 | 0 | 0 | 0 | 0 | 0.030445 | 0.023857 | 0 | 0 | 0 | 0 | 0 | 0 | 0 | 0 | 0 | 0 | 0.034731 | 0.0245 | 0 | 0 | 0 | 0 | 0.022656 | 0.050287 | 0.059422 | 0.059231 | 0.019968 | 0.055407 | 0.054301
| 7153 | 0.033907 | 0.044504 | 0.04586 | 0.13681 | 0.13607 | 0.13097 | 0.14058 | 0.17711 | 0.13482 | 0.12139 | 0.068089 | 0.053566 | 0.26253 | 0.24041 | 0.0815 | 0.17968 | 0.11924 | 0.1468 | 0.15953 | 0.20853 | 0.12278 | 0.1859 | 0.070319 | 0.12912 | 0.24217 | 0.27986 | 0.069933 | 0.20378 | 0.14964 | 0.14017 | 0.17099 | 0.1898 | 0.16002 | 0.11656 | 0.088925 | 0.10634 | 0.20231 | 0.21975 | 0.14929 | 0.24026 | 0.1719 | 0.16043 | 0.1774 | 0.20309 | 0.16423 | 0.1736 | 0.10422 | 0.099539 | 1.2237 | 1.9063 | 1.9182 | 2.066 | 1.7099 | 1.9684 | 1.9563
| 7288 | 0.0023788 | 0 | 0 | 0 | 0 | 0 | 0.015742 | 0.0069687 | 0 | 0 | 0 | 0 | 0 | 0 | 0 | 0 | 0 | 0.00031734 | 0.038968 | 0.018462 | 0 | 0 | 0 | 0 | 0.0060202 | 0 | 0 | 0 | 0 | 0 | 0.030587 | 0.028286 | 0.0014559 | 0 | 0 | 0 | 0 | 0 | 0 | 0 | 0 | 0.0019311 | 0.037071 | 0.027346 | 0.0016504 | 0 | 0 | 0 | 0.02509 | 0.057747 | 0.066349 | 0.067999 | 0.022711 | 0.063767 | 0.060329
| 7318 | 0.0013758 | 0 | 0 | 0 | 0 | 0 | 0.0066787 | 0.0035106 | 0 | 0 | 0 | 0 | 0 | 0 | 0 | 0 | 0 | 0.00016052 | 0.018799 | 0.0090605 | 0 | 0 | 0 | 0 | 0.0035074 | 0 | 0 | 0 | 0 | 0 | 0.01376 | 0.012806 | 0.00064644 | 0 | 0 | 0 | 0 | 0 | 0 | 0 | 0 | 0.00079648 | 0.016298 | 0.013314 | 0.00080654 | 0 | 0 | 0 | 0.011565 | 0.02802 | 0.030719 | 0.031214 | 0.010189 | 0.031528 | 0.027212
| 7690 | 0 | 0 | 0 | 0 | 0 | 0 | 0 | 0 | 0 | 0 | 0 | 0 | 0 | 0 | 0 | 0 | 0 | 0 | 0 | 0 | 0 | 0 | 0 | 0 | 0 | 0 | 0 | 0 | 0 | 0 | 0 | 0 | 0 | 0 | 0 | 0 | 0 | 0 | 0 | 0 | 0 | 0 | 0 | 0 | 0 | 0 | 0 | 0 | 0 | 0 | 0 | 0 | 0 | 0 | 0
| 7701 | 0 | 0 | 0 | 0 | 0 | 0 | 0 | 0 | 0 | 0 | 0 | 0 | 0 | 0 | 0 | 0 | 0 | 0 | 0 | 0 | 0 | 0 | 0 | 0 | 0 | 0 | 0 | 0 | 0 | 0 | 0 | 0 | 0 | 0 | 0 | 0 | 0 | 0 | 0 | 0 | 0 | 0 | 0 | 0 | 0 | 0 | 0 | 0 | 0 | 0 | 0 | 0 | 0 | 0 | 0
| 7835 | 0.010451 | 0 | 0 | 0 | 0.0036386 | 0.0010781 | 0.17588 | 0.094485 | 0 | 0 | 0 | 0 | 0 | 0 | 0 | 0 | 0.0058915 | 0.034775 | 0.29265 | 0.13959 | 0 | 0 | 0 | 0 | -0.0051906 | 0 | 0 | 0 | 0.0028774 | 0.014214 | 0.29476 | 0.18994 | 0 | 0 | 0 | 0 | 0 | 0 | 0 | 0.0091844 | 0.001999 | 0.007709 | 0.32204 | 0.18386 | 0.0012095 | 0 | 0 | 0 | 0.28553 | 0.47291 | 0.4966 | 0.526 | 0.27733 | 0.46471 | 0.5101
| 7962 | 0.0034836 | 0 | 0 | 0 | 0.0026705 | 0.010373 | 0.021214 | 0.02301 | 0 | 0 | 0 | 0 | 0.00094899 | 5.1255e-05 | 0 | 0 | 0.002961 | 0.012589 | 0.037327 | 0.027173 | 0.00012322 | 0.0047677 | 0 | 0 | 0.0064533 | 0.0019113 | 0.00012498 | 0.0013891 | 0.004149 | 0.0070428 | 0.039649 | 0.031203 | 0.0025712 | 0.0021499 | 0 | 0.0010703 | 0.0023349 | 0.0015785 | 0.0015891 | 0.010136 | 0.0026725 | 0.0089889 | 0.042488 | 0.030703 | 0.0028095 | 0.00071872 | 0 | 0.00026572 | 0.060751 | 0.085941 | 0.097714 | 0.10429 | 0.058558 | 0.096008 | 0.102
| 8008 | 0.0010354 | 0 | 0 | 0 | 0 | 0 | 0.015164 | 0.0067279 | 0 | 0 | 0 | 0 | 0 | 0 | 0 | 0 | 0 | 0 | 0.049147 | 0.02319 | 0 | 0 | 0 | 0 | 0.0036252 | 0 | 0 | 0 | 0 | 0 | 0.044148 | 0.035176 | 0 | 0 | 0 | 0 | 0 | 0 | 0 | 0 | 0 | 0 | 0.053672 | 0.036285 | 0 | 0 | 0 | 0 | 0.022928 | 0.072337 | 0.082949 | 0.089957 | 0.021892 | 0.075962 | 0.079324
| 8012 | 0 | 0 | 0 | 0 | 0 | 0 | 0.12207 | 0.36664 | 0 | 0 | 0 | 0 | 0 | 0 | 0 | 0 | 0 | 0 | 14.0873 | 7.8642 | 0 | 0 | 0 | 0 | 0 | 0 | 0 | 0 | 0 | 0 | 17.7062 | 12.8611 | 0 | 0 | 0 | 0 | 0 | 0 | 0 | 0 | 0 | 0 | 30.7028 | 15.828 | 0 | 0 | 0 | 0 | 0.48871 | 21.9515 | 30.5674 | 46.5308 | 0.48871 | 21.9515 | 30.5674
| 10030 | 0 | 0 | 0 | 1e-08 | 1e-09 | 1e-08 | 1.1e-08 | 1e-08 | 0 | 0 | 0 | 0 | 0 | 0 | 1e-08 | 1e-08 | 1e-09 | 1e-08 | 2.1e-08 | 2e-08 | 0 | 0 | 0 | 0 | 0 | 1e-09 | 1e-08 | 1e-08 | 1e-09 | 1.1e-08 | 2.1e-08 | 1e-08 | 1e-08 | 0 | 1e-09 | 0 | 0 | 0 | 1e-08 | 1.1e-08 | 1e-09 | 1.1e-08 | 2.1e-08 | 1e-08 | 1e-08 | 1.1e-08 | 1e-09 | 0 | 4.2e-08 | 7.2e-08 | 7.5e-08 | 8.6e-08 | 5.2e-08 | 7.3e-08 | 7.5e-08
| 10043 | 0 | 0 | 0 | 0 | 0 | 0 | 0 | 0 | 0 | 0 | 0 | 0 | 0 | 0 | 0 | 0 | 0 | 0 | 0 | 0 | 0 | 0 | 0 | 0 | 0 | 0 | 0 | 0 | 0 | 0 | 0 | 0 | 0 | 0 | 0 | 0 | 0 | 0 | 0 | 0 | 0 | 0 | 0 | 0 | 0 | 0 | 0 | 0 | 0 | 0 | 0 | 0 | 0 | 0 | 0
| 10061 | 0 | 0 | 0 | 0 | 0 | 0 | 0 | 0 | 0 | 0 | 0 | 0 | 0 | 0 | 0 | 0 | 0 | 0 | 0 | 0 | 0 | 0 | 0 | 0 | 0 | 0 | 0 | 0 | 0 | 0 | 0 | 0 | 0 | 0 | 0 | 0 | 0 | 0 | 0 | 0 | 0 | 0 | 0 | 0 | 0 | 0 | 0 | 0 | 0 | 0 | 0 | 0 | 0 | 0 | 0
| 10099 | 0.0009631 | 0.000209 | 0.0031787 | 0.0096269 | 0.0086979 | 0.0088541 | 0.012245 | 0.013263 | 0.0070055 | 0.0065178 | 0.0042327 | 0.0025333 | 0.0039396 | 0.0028293 | 0.0056252 | 0.011468 | 0.0081404 | 0.010252 | 0.015751 | 0.016284 | 0.0067751 | 0.01391 | 0.0040825 | 0.0059525 | 0.0052831 | 0.005493 | 0.0046395 | 0.014088 | 0.0098549 | 0.0086166 | 0.01613 | 0.014642 | 0.010021 | 0.0079812 | 0.0054712 | 0.0054383 | 0.0055692 | 0.0056018 | 0.013629 | 0.01753 | 0.013125 | 0.010749 | 0.016962 | 0.015643 | 0.011073 | 0.01287 | 0.0063942 | 0.0052459 | 0.077327 | 0.10501 | 0.10766 | 0.13439 | 0.086653 | 0.11237 | 0.12375
| 10113 | 0 | 0 | 0 | 0 | 0 | 0 | 0 | 0 | 0 | 0 | 0 | 0 | 0 | 0 | 0 | 0 | 0 | 0 | 0 | 0 | 0 | 0 | 0 | 0 | 0 | 0 | 0 | 0 | 0 | 0 | 0 | 0 | 0 | 0 | 0 | 0 | 0 | 0 | 0 | 0 | 0 | 0 | 0 | 0 | 0 | 0 | 0 | 0 | 0 | 0 | 0 | 0 | 0 | 0 | 0
| 10118 | 0 | 0 | 0 | 0 | 0 | 0 | 0 | 0 | 0 | 0 | 0 | 0 | 0 | 0 | 0 | 0 | 0 | 0 | 0 | 0 | 0 | 0 | 0 | 0 | 0 | 0 | 0 | 0 | 0 | 0 | 0 | 0 | 0 | 0 | 0 | 0 | 0 | 0 | 0 | 0 | 0 | 0 | 0 | 0 | 0 | 0 | 0 | 0 | 0 | 0 | 0 | 0 | 0 | 0 | 0
| 10122 | 0 | 0 | 0 | 0 | 0 | 0 | 0 | 0 | 0 | 0 | 0 | 0 | 0 | 0 | 0 | 0 | 0 | 0 | 0 | 0 | 0 | 0 | 0 | 0 | 0 | 0 | 0 | 0 | 0 | 0 | 0 | 0 | 0 | 0 | 0 | 0 | 0 | 0 | 0 | 0 | 0 | 0 | 0 | 0 | 0 | 0 | 0 | 0 | 0 | 0 | 0 | 0 | 0 | 0 | 0
| 10123 | 0 | 0 | 0 | 0 | 0 | 0 | 0 | 0 | 0 | 0 | 0 | 0 | 0 | 0 | 0 | 0 | 0 | 0 | 0 | 0 | 0 | 0 | 0 | 0 | 0 | 0 | 0 | 0 | 0 | 0 | 0 | 0 | 0 | 0 | 0 | 0 | 0 | 0 | 0 | 0 | 0 | 0 | 0 | 0 | 0 | 0 | 0 | 0 | 0 | 0 | 0 | 0 | 0 | 0 | 0
| 10129 | 0 | 0 | 0 | 0 | 0 | 0 | 0 | 0 | 0 | 0 | 0 | 0 | 0 | 0 | 0 | 0 | 0 | 0 | 0 | 0 | 0 | 0 | 0 | 0 | 0 | 0 | 0 | 0 | 0 | 0 | 0 | 0 | 0 | 0 | 0 | 0 | 0 | 0 | 0 | 0 | 0 | 0 | 0 | 0 | 0 | 0 | 0 | 0 | 0 | 0 | 0 | 0 | 0 | 0 | 0
| 10224 | 0 | 0 | 0 | 0 | 0 | 0 | 0 | 0 | 0 | 0 | 0 | 0 | 0 | 0 | 0 | 0 | 0 | 0 | 0 | 0 | 0 | 0 | 0 | 0 | 0 | 0 | 0 | 0 | 0 | 0 | 0 | 0 | 0 | 0 | 0 | 0 | 0 | 0 | 0 | 0 | 0 | 0 | 0 | 0 | 0 | 0 | 0 | 0 | 0 | 0 | 0 | 0 | 0 | 0 | 0
| 10302 | 0.0017114 | 0.00010068 | 0.00030201 | 0.00080539 | 0.0022148 | 0.0048323 | 0.00090605 | 0.00050336 | 0.0047316 | 0.00070471 | 0.00010067 | 0.0021141 | 0.00090606 | 0 | 0 | 0.00020135 | 0.0019128 | 0.0030202 | 0.00080538 | 0.00030201 | 0.0031209 | 0.00020134 | 0.00020135 | 0.0014094 | 0 | 0 | 0 | 0.00010067 | 0.0012081 | 0.0041276 | 0.00040269 | 0 | -0.055571 | -0.0017114 | 0 | 0 | 0 | 0 | 0 | 0 | -0.062619 | -0.0599 | -0.056175 | -0.060102 | -0.00050336 | 0 | 0 | 0 | 0.019027 | 0.012081 | -0.051444 | -0.2393 | 0.016913 | 0.010369 | -0.11537
| 10308 | 0.0015918 | 0 | 0.0094562 | 0.032002 | 0.038436 | 0.035926 | 0.048063 | 0.050449 | 0.039275 | 0.021087 | 0.017928 | 0.0063722 | 0.0057356 | 0.0020833 | 0.019254 | 0.021667 | 0.036958 | 0.042087 | 0.050703 | 0.067005 | 0.040851 | 0.033275 | 0.020206 | 0.020887 | 0.0088225 | 0.0055142 | 0.012773 | 0.064228 | 0.044535 | 0.040461 | 0.047151 | 0.053049 | 0.042812 | 0.03028 | 0.02424 | 0.025545 | 0.033129 | 0.022973 | 0.029765 | 0.093682 | 0.052632 | 0.042957 | 0.050973 | 0.05646 | 0.047151 | 0.040525 | 0.022411 | 0.03299 | 0.30059 | 0.36071 | 0.39941 | 0.52565 | 0.3048 | 0.41089 | 0.49572
| 10343 | 0 | 0 | 0 | 0 | 0 | 0 | 0 | 0 | 0 | 0 | 0 | 0 | 0 | 0 | 0 | 0 | 0 | 0 | 0 | 0 | 0 | 0 | 0 | 0 | 0 | 0 | 0 | 0 | 0 | 0 | 0 | 0 | 0 | 0 | 0 | 0 | 0 | 0 | 0 | 0 | 0 | 0 | 0 | 0 | 0 | 0 | 0 | 0 | 0 | 0 | 0 | 0 | 0 | 0 | 0
| 10435 | 0 | 0 | 0 | 0 | 0 | 0 | 0 | 0 | 0 | 0 | 0 | 0 | 0 | 0 | 0 | 0 | 0 | 0 | 0 | 0 | 0 | 0 | 0 | 0 | 0 | 0 | 0 | 0 | 0 | 0 | 0 | 0 | 0 | 0 | 0 | 0 | 0 | 0 | 0 | 0 | 0 | 0 | 0 | 0 | 0 | 0 | 0 | 0 | 0 | 0 | 0 | 0 | 0 | 0 | 0
| 10566 | 0 | 0 | 0 | 0 | 0 | 0 | 0 | 0 | 0 | 0 | 0 | 0 | 0 | 0 | 0 | 0 | 0 | 0 | 0 | 0 | 0 | 0 | 0 | 0 | 0 | 0 | 0 | 0 | 0 | 0 | 0 | 0 | 0 | 0 | 0 | 0 | 0 | 0 | 0 | 0 | 0 | 0 | 0 | 0 | 0 | 0 | 0 | 0 | 0 | 0 | 0 | 0 | 0 | 0 | 0
| 10603 | 0 | 0 | 0 | 0 | 0 | 0 | 0 | 0 | 0 | 0 | 0 | 0 | 0 | 0 | 0 | 0 | 0 | 0 | 0 | 0 | 0 | 0 | 0 | 0 | 0 | 0 | 0 | 0 | 0 | 0 | 0 | 0 | 0 | 0 | 0 | 0 | 0 | 0 | 0 | 0 | 0 | 0 | 0 | 0 | 0 | 0 | 0 | 0 | 0 | 0 | 0 | 0 | 0 | 0 | 0
| 10629 | 0 | 0 | 0 | 0 | 0 | 0 | 0 | 0 | 0 | 0 | 0 | 0 | 0 | 0 | 0 | 0 | 0 | 0 | 0 | 0 | 0 | 0 | 0 | 0 | 0 | 0 | 0 | 0 | 0 | 0 | 0 | 0 | 0 | 0 | 0 | 0 | 0 | 0 | 0 | 0 | 0 | 0 | 0 | 0 | 0 | 0 | 0 | 0 | 0 | 0 | 0 | 0 | 0 | 0 | 0
| 10643 | 0 | 0 | 0 | 0 | 0 | 0 | 0 | 0 | 0 | 0 | 0 | 0 | 0 | 0 | 0 | 0 | 0 | 0 | 0 | 0 | 0 | 0 | 0 | 0 | 0 | 0 | 0 | 0 | 0 | 0 | 0 | 0 | 0 | 0 | 0 | 0 | 0 | 0 | 0 | 0 | 0 | 0 | 0 | 0 | 0 | 0 | 0 | 0 | 0 | 0 | 0 | 0 | 0 | 0 | 0
| 10693 | 0 | 0 | 0 | 0 | 0 | 0 | 0 | 0 | 0 | 0 | 0 | 0 | 0 | 0 | 0 | 0 | 0 | 0 | 0 | 0 | 0 | 0 | 0 | 0 | 0 | 0 | 0 | 0 | 0 | 0 | 0 | 0 | 0 | 0 | 0 | 0 | 0 | 0 | 0 | 0 | 0 | 0 | 0 | 0 | 0 | 0 | 0 | 0 | 0 | 0 | 0 | 0 | 0 | 0 | 0
| 10746 | 0 | 0 | 0 | 0 | 0 | 0 | 0 | 0 | 0 | 0 | 0 | 0 | 0 | 0 | 0 | 0 | 0 | 0 | 0 | 0 | 0 | 0 | 0 | 0 | 0 | 0 | 0 | 0 | 0 | 0 | 0 | 0 | 0 | 0 | 0 | 0 | 0 | 0 | 0 | 0 | 0 | 0 | 0 | 0 | 0 | 0 | 0 | 0 | 0 | 0 | 0 | 0 | 0 | 0 | 0
| 10751 | 0.0014626 | 0 | 0.0020309 | 0.0071397 | 0.0068 | 0.012445 | 0.017935 | 0.017492 | 0.0074181 | 0.0054562 | 0.004465 | 0.0024015 | 0.0038472 | 0.0016992 | 0.00386 | 0.0055859 | 0.0064103 | 0.013916 | 0.025138 | 0.021076 | 0.0076556 | 0.0076295 | 0.0057264 | 0.0056321 | 0.0042618 | 0.0023185 | 0.0028921 | 0.010245 | 0.0089738 | 0.011617 | 0.026614 | 0.021742 | 0.011401 | 0.0090785 | 0.0060706 | 0.007192 | 0.011221 | 0.0051412 | 0.0067767 | 0.016355 | 0.0089315 | 0.013114 | 0.023264 | 0.021686 | 0.011238 | 0.007726 | 0.0055348 | 0.010005 | 0.085047 | 0.10818 | 0.12241 | 0.14099 | 0.089016 | 0.11546 | 0.14214
| 10805 | 0 | 0 | 0 | 0 | 0 | 0 | 0 | 0 | 0 | 0 | 0 | 0 | 0 | 0 | 0 | 0 | 0 | 0 | 0 | 0 | 0 | 0 | 0 | 0 | 0 | 0 | 0 | 0 | 0 | 0 | 0 | 0 | 0 | 0 | 0 | 0 | 0 | 0 | 0 | 0 | 0 | 0 | 0 | 0 | 0 | 0 | 0 | 0 | 0 | 0 | 0 | 0 | 0 | 0 | 0
| 10870 | 0 | 0 | 0 | 0 | 0 | 0 | 0 | 0 | 0 | 0 | 0 | 0 | 0 | 0 | 0 | 0 | 0 | 0 | 0 | 0 | 0 | 0 | 0 | 0 | 0 | 0 | 0 | 0 | 0 | 0 | 0 | 0 | 0 | 0 | 0 | 0 | 0 | 0 | 0 | 0 | 0 | 0 | 0 | 0 | 0 | 0 | 0 | 0 | 0 | 0 | 0 | 0 | 0 | 0 | 0
| 50094 | 0 | 0 | 0 | 0 | 0 | 0 | 0 | 0 | 0 | 0 | 0 | 0 | 0 | 0 | 0 | 0 | 0 | 0 | 0 | 0 | 0 | 0 | 0 | 0 | 0 | 0 | 0 | 0 | 0 | 0 | 0 | 0 | 0 | 0 | 0 | 0 | 0 | 0 | 0 | 0 | 0 | 0 | 0 | 0 | 0 | 0 | 0 | 0 | 0 | 0 | 0 | 0 | 0 | 0 | 0
| 50215 | 0 | 0 | 0 | 0 | 0 | 0 | 0 | 0 | 0 | 0 | 0 | 0 | 0 | 0 | 0 | 0 | 0 | 0 | 0 | 0 | 0 | 0 | 0 | 0 | 0 | 0 | 0 | 0 | 0 | 0 | 0 | 0 | 0 | 0 | 0 | 0 | 0 | 0 | 0 | 0 | 0 | 0 | 0 | 0 | 0 | 0 | 0 | 0 | 0 | 0 | 0 | 0 | 0 | 0 | 0
| 50279 | -0.00031583 | 0.00015638 | 0 | 0.00013159 | 0.0011373 | 0.0071004 | 0.0077211 | 0.0073923 | 0 | 0.00027548 | 0.00029148 | 0 | 0 | 0 | 0 | 0.0014599 | 0.0015015 | 0.0085125 | 0.0034373 | 0.00087736 | 0.00018674 | 0.0048677 | 0.00029163 | 0.00093643 | 0.0025317 | 0.00015673 | 0.00014449 | 0.0024853 | 0.002903 | 0.0063485 | 0.011356 | 0.0067174 | -9.3873e-05 | 0.0029156 | 5.2837e-05 | 0.0012552 | 0.0020547 | 0.0015651 | 0.0013023 | 0.0070353 | 0.0026613 | 0.0054488 | 0.0065027 | 0.0040172 | -0.00073233 | 0.0012448 | 0 | 0.002666 | 0.02389 | 0.022071 | 0.036772 | 0.033766 | 0.025742 | 0.027331 | 0.04317
| 50373 | 0 | 0 | 0 | 0 | 0 | 0 | 0 | 0 | 0 | 0 | 0 | 0 | 0 | 0 | 0 | 0 | 0 | 0 | 0 | 0 | 0 | 0 | 0 | 0 | 0 | 0 | 0 | 0 | 0 | 0 | 0 | 0 | 0 | 0 | 0 | 0 | 0 | 0 | 0 | 0 | 0 | 0 | 0 | 0 | 0 | 0 | 0 | 0 | 0 | 0 | 0 | 0 | 0 | 0 | 0
| 50385 | 1e-08 | 0 | 0 | 0 | 2e-08 | 1e-08 | 0 | 0 | 2e-08 | 1e-08 | 1e-08 | 0 | 0 | 0 | 1e-08 | 0 | 2e-08 | 2e-08 | 0 | 0 | 1e-08 | 2e-08 | 0 | 0 | 1e-08 | 0 | 1e-08 | 0 | 2e-08 | 2e-08 | 0 | 0 | 1e-08 | 2e-08 | 1e-08 | 1e-08 | 0 | 1e-08 | 1e-08 | 0 | 2e-08 | 1e-08 | 0 | 0 | 1e-08 | 2e-08 | 1e-08 | 0 | 8e-08 | 8e-08 | 1.1e-07 | 9e-08 | 8e-08 | 9e-08 | 1.1e-07
| 50411 | 0 | 0 | 0 | 0 | 0 | 0 | 0 | 0 | 0 | 0 | 0 | 0 | 0 | 0 | 0 | 0 | 0 | 0 | 0 | 0 | 0 | 0 | 0 | 0 | 0 | 0 | 0 | 0 | 0 | 0 | 0 | 0 | 0 | 0 | 0 | 0 | 0 | 0 | 0 | 0 | 0 | 0 | 0 | 0 | 0 | 0 | 0 | 0 | 0 | 0 | 0 | 0 | 0 | 0 | 0
| 50463 | 0 | 0 | 0 | 0 | 0 | 0 | 0 | 0 | 0 | 0 | 0 | 0 | 0 | 0 | 0 | 0 | 0 | 0 | 0 | 0 | 0 | 0 | 0 | 0 | 0 | 0 | 0 | 0 | 0 | 0 | 0 | 0 | 0 | 0 | 0 | 0 | 0 | 0 | 0 | 0 | 0 | 0 | 0 | 0 | 0 | 0 | 0 | 0 | 0 | 0 | 0 | 0 | 0 | 0 | 0
| 50497 | 2e-08 | 0 | 1e-08 | 1e-08 | 1e-08 | 0 | 0 | 0 | 1e-08 | 2e-08 | 1e-08 | 2e-08 | 1e-08 | 1e-08 | 2e-08 | 1e-08 | 0 | 1e-08 | 0 | 0 | 2e-08 | 1e-08 | 1e-08 | 1e-08 | 1e-08 | 0 | 1e-08 | 0 | 2e-08 | 1e-08 | 0 | 0 | 1e-08 | 1e-08 | 0 | 0 | 1e-08 | 0 | 1e-08 | 0 | 1e-08 | 1e-08 | 0 | 0 | 3e-08 | 1e-08 | 1e-08 | 0 | 1.1e-07 | 1.1e-07 | 7e-08 | 9e-08 | 1.1e-07 | 1e-07 | 6e-08
| 50561 | 0 | 0 | 0 | 0 | 0 | 0 | 0 | 0 | 0 | 0 | 0 | 0 | 0 | 0 | 0 | 0 | 0 | 0 | 0 | 0 | 0 | 0 | 0 | 0 | 0 | 0 | 0 | 0 | 0 | 0 | 0 | 0 | 0 | 0 | 0 | 0 | 0 | 0 | 0 | 0 | 0 | 0 | 0 | 0 | 0 | 0 | 0 | 0 | 0 | 0 | 0 | 0 | 0 | 0 | 0
| 50611 | 0.04614 | 0 | 0 | 0.02974 | 0.28104 | 0.66977 | 0.11548 | 0.05774 | 0.94347 | 0.05238 | 0.05452 | 0.13804 | 0.04617 | 0 | 0 | 0.01001 | 0.16864 | 0.57739 | 0.10393 | 0.0462 | 0.66492 | 0 | 0.03273 | 0.04587 | 0.02308 | 0 | 0 | 0 | 0.06096 | 0.65784 | 0.08084 | 0.01155 | 0.66603 | 0.02114 | 0 | 0 | 0 | 0 | 0 | 0 | 0.03076 | 0.50798 | 0.0231 | 0.01155 | 0.53505 | 0 | 0 | 0 | 2.3883 | 1.6959 | 1.5214 | 1.1084 | 2.2562 | 1.5551 | 1.4682
| 50628 | 0 | 0 | 0.93986 | 4.1627 | 4.317 | 4.49 | 7.0642 | 8.0263 | 3.4845 | 3.3128 | 2.8335 | 0.1789 | 0.11968 | 0.11936 | 2.7136 | 2.6442 | 3.6352 | 5.2423 | 8.109 | 9.4958 | 3.8561 | 3.3704 | 3.9731 | 2.3186 | 0.11964 | 0.35833 | 1.6123 | 3.1661 | 4.9238 | 4.9062 | 8.3428 | 9.5187 | 4.8897 | 4.1151 | 2.6493 | 3.0493 | 1.0175 | 0.59631 | 2.0509 | 5.5019 | 5.016 | 6.5238 | 7.8011 | 9.2194 | 3.8624 | 3.8835 | 2.4254 | 4.3624 | 38.8097 | 45.5974 | 47.6514 | 52.2607 | 38.6222 | 46.5456 | 51.6538
| 50657 | 0 | 0 | 0 | 0 | 0 | 0 | 0 | 0 | 0 | 0 | 0 | 0 | 0 | 0 | 0 | 0 | 0 | 0 | 0 | 0 | 0 | 0 | 0 | 0 | 0 | 0 | 0 | 0 | 0 | 0 | 0 | 0 | 0 | 0 | 0 | 0 | 0 | 0 | 0 | 0 | 0 | 0 | 0 | 0 | 0 | 0 | 0 | 0 | 0 | 0 | 0 | 0 | 0 | 0 | 0
| 50776 | 0.91271 | 0 | 0 | 1.44 | 1.5162 | 1.0012 | 1.2279 | 2.5414 | 1.3615 | 1.3488 | 2.5189 | 0.76135 | 0.62557 | 0 | 0 | 0.83241 | 1.7212 | 2.3629 | -0.2344 | 1.0023 | 2.0085 | 2.2997 | 0.29821 | 0.63635 | 0.44021 | 0 | 0 | 1.298 | 2.4185 | 1.6411 | 0.32579 | 0.02979 | 3.2103 | 0.14657 | 0 | 0.07999 | 0 | 0 | 0 | 0 | 0.78236 | 2.8663 | 0.58903 | 0.53687 | 2.3821 | 0 | 0 | 0.01939 | 14.6298 | 11.5528 | 9.5902 | 7.176 | 13.9401 | 12.5304 | 6.2158
| 50799 | 0.05134 | 0.041335 | 0.00055016 | 0.0016099 | 0.0032897 | 0.010152 | 0.010591 | 0.016039 | 0.0023056 | 0.003447 | 0.0014199 | 0 | 0.033549 | 0.02007 | 0.0010526 | 0.0030632 | 0.0034018 | 0.01296 | 0.014636 | 0.017253 | 0.0035642 | 0.0064741 | 0.0023824 | 0.001888 | 0.05201 | 0.032223 | 0.00085072 | 0.0030234 | 0.0052205 | 0.010741 | 0.0187 | 0.016333 | 0.0048476 | 0.0060928 | 0.0017507 | 0.0057719 | 0.082628 | 0.061931 | 0.003114 | 0.0060884 | 0.0066607 | 0.011295 | 0.016195 | 0.013465 | 0.003243 | 0.0051259 | 0.00041832 | 0.0074179 | 0.14208 | 0.12029 | 0.15756 | 0.21758 | 0.10509 | 0.15248 | 0.22466
| 50852 | 0.014577 | 0.0087727 | 0 | 0.0011338 | 0.001658 | 0.0031847 | 0.0043564 | 0.0060114 | 0.002516 | 0.0022395 | 0.0010447 | 0.00016965 | 0.010035 | 0.0046592 | 0.0015446 | 0.0016694 | 0.0023127 | 0.0042204 | 0.0056482 | 0.0065623 | 0.0030539 | 0.0020333 | 0.0015289 | 0.0016166 | 0.01751 | 0.010941 | 0.00056864 | 0.0013485 | 0.0025712 | 0.003817 | 0.0057294 | 0.0058047 | 0.0037212 | 0.0026929 | 0.0014686 | 0.0024866 | 0.037199 | 0.031005 | 0.001959 | 0.0025005 | 0.0036657 | 0.0042742 | 0.0059835 | 0.0054498 | 0.0026016 | 0.0029303 | 0.0011661 | 0.0031787 | 0.045664 | 0.044885 | 0.05866 | 0.10191 | 0.039744 | 0.057603 | 0.10205
| 50859 | 0 | 0 | 0 | 0 | 0 | 0 | 0 | 0 | 0 | 0 | 0 | 0 | 0 | 0 | 0 | 0 | 0 | 0 | 0 | 0 | 0 | 0 | 0 | 0 | 0 | 0 | 0 | 0 | 0 | 0 | 0 | 0 | 0 | 0 | 0 | 0 | 0 | 0 | 0 | 0 | 0 | 0 | 0 | 0 | 0 | 0 | 0 | 0 | 0 | 0 | 0 | 0 | 0 | 0 | 0
| 50885 | 0 | 0 | 0 | 0 | 0 | 0 | 0 | 0 | 0 | 0 | 0 | 0 | 0 | 0 | 0 | 0 | 0 | 0 | 0 | 0 | 1e-06 | 0 | 0 | 0 | 0 | 0 | 0 | 0 | 0 | 0 | 0 | 0 | 1e-06 | 0 | 0 | 0 | 0 | 0 | 0 | 0 | 0 | 0 | 0 | 0 | 1e-06 | 0 | 0 | 0 | 0 | 1e-06 | 1e-06 | 1e-06 | 0 | 1e-06 | 1e-06
| 50888 | 0 | 0 | 0 | 0 | 0 | 0 | 0 | 0 | 0 | 0 | 0 | 0 | 0 | 0 | 0 | 0 | 0 | 0 | 0 | 0 | 0 | 0 | 0 | 0 | 0 | 0 | 0 | 0 | 0 | 0 | 0 | 0 | 0 | 0 | 0 | 0 | 0 | 0 | 0 | 0 | 0 | 0 | 0 | 0 | 0 | 0 | 0 | 0 | 0 | 0 | 0 | 0 | 0 | 0 | 0
| 50960 | 0 | 0 | 0 | 0 | 0 | 0 | 0 | 0 | 0 | 0 | 0 | 0 | 0 | 0 | 0 | 0 | 0 | 0 | 0 | 0 | 0 | 0 | 0 | 0 | 0 | 0 | 0 | 0 | 0 | 0 | 0 | 0 | 0 | 0 | 0 | 0 | 0 | 0 | 0 | 0 | 0 | 0 | 0 | 0 | 0 | 0 | 0 | 0 | 0 | 0 | 0 | 0 | 0 | 0 | 0
| 50974 | 0 | 0 | 0 | 0 | 0 | 0 | 0 | 0 | 0 | 0 | 0 | 0 | 0 | 0 | 0 | 0 | 0 | 0 | 0 | 0 | 0 | 0 | 0 | 0 | 0 | 0 | 0 | 0 | 0 | 0 | 0 | 0 | 0 | 0 | 0 | 0 | 0 | 0 | 0 | 0 | 0 | 0 | 0 | 0 | 0 | 0 | 0 | 0 | 0 | 0 | 0 | 0 | 0 | 0 | 0
| 52149 | 0 | 0 | 0 | 0 | 0 | 0 | 0 | 0 | 0 | 0 | 0 | 0 | 0 | 0 | 0 | 0 | 0 | 0 | 0 | 0 | 0 | 0 | 0 | 0 | 0 | 0 | 0 | 0 | 0 | 0 | 0 | 0 | 0 | 0 | 0 | 0 | 0 | 0 | 0 | 0 | 0 | 0 | 0 | 0 | 0 | 0 | 0 | 0 | 0 | 0 | 0 | 0 | 0 | 0 | 0
| 52193 | 0 | 0 | 0 | 0 | 0 | 0 | 0 | 0 | 0 | 0 | 0 | 0 | 0 | 0 | 0 | 0 | 0 | 0 | 0 | 0 | 0 | 0 | 0 | 0 | 0 | 0 | 0 | 0 | 0 | 0 | 0 | 0 | 0 | 0 | 0 | 0 | 0 | 0 | 0 | 0 | 0 | 0 | 0 | 0 | 0 | 0 | 0 | 0 | 0 | 0 | 0 | 0 | 0 | 0 | 0
| 54250 | 0 | 0 | 0 | 0 | 0 | 0 | 0 | 0 | 0 | 0 | 0 | 0 | 0 | 0 | 0 | 0 | 0 | 0 | 0 | 0 | 0 | 0 | 0 | 0 | 0 | 0 | 0 | 0 | 0 | 0 | 0 | 0 | 0 | 0 | 0 | 0 | 0 | 0 | 0 | 0 | 0 | 0 | 0 | 0 | 0 | 0 | 0 | 0 | 0 | 0 | 0 | 0 | 0 | 0 | 0
| 54333 | 0 | 0 | 0 | 0 | 0 | 0 | 0 | 0 | 0 | 0 | 0 | 0 | 0 | 0 | 0 | 0 | 0 | 0 | 0 | 0 | 0 | 0 | 0 | 0 | 0 | 0 | 0 | 0 | 0 | 0 | 0 | 0 | 0 | 0 | 0 | 0 | 0 | 0 | 0 | 0 | 0 | 0 | 0 | 0 | 0 | 0 | 0 | 0 | 0 | 0 | 0 | 0 | 0 | 0 | 0
| 54569 | 0 | 0 | 0 | 0 | 0 | 0 | 0 | 0 | 0 | 0 | 0 | 0 | 0 | 0 | 0 | 0 | 0 | 0 | 0 | 0 | 0 | 0 | 0 | 0 | 0 | 0 | 0 | 0 | 0 | 0 | 0 | 0 | 0 | 0 | 0 | 0 | 0 | 0 | 0 | 0 | 0 | 0 | 0 | 0 | 0 | 0 | 0 | 0 | 0 | 0 | 0 | 0 | 0 | 0 | 0
| 54625 | 0 | 0 | 0 | 0 | 0 | 0 | 0 | 0 | 0 | 0 | 0 | 0 | 0 | 0 | 0 | 0 | 0 | 0 | 0 | 0 | 0 | 0 | 0 | 0 | 0 | 0 | 0 | 0 | 0 | 0 | 0 | 0 | 0 | 0 | 0 | 0 | 0 | 0 | 0 | 0 | 0 | 0 | 0 | 0 | 0 | 0 | 0 | 0 | 0 | 0 | 0 | 0 | 0 | 0 | 0
| 54634 | 0 | 0 | 0 | 0 | 0 | 0 | 0 | 0 | 0 | 0 | 0 | 0 | 0 | 0 | 0 | 0 | 0 | 0 | 0 | 0 | 0 | 0 | 0 | 0 | 0 | 0 | 0 | 0 | 0 | 0 | 0 | 0 | 0 | 0 | 0 | 0 | 0 | 0 | 0 | 0 | 0 | 0 | 0 | 0 | 0 | 0 | 0 | 0 | 0 | 0 | 0 | 0 | 0 | 0 | 0
| 54640 | 0 | 0 | 0.010488 | 0.040689 | 0.040326 | 0.041105 | 0.05068 | 0.059144 | 0.044089 | 0.029862 | 0.019389 | 0.010471 | 0.013789 | 0.0025566 | 0.018649 | 0.031864 | 0.042687 | 0.046702 | 0.057438 | 0.072931 | 0.043383 | 0.040973 | 0.024266 | 0.021393 | 0.014572 | 0.008428 | 0.016442 | 0.070094 | 0.047552 | 0.045753 | 0.058156 | 0.061617 | 0.048421 | 0.035888 | 0.02886 | 0.027047 | 0.026353 | 0.025942 | 0.0399 | 0.10082 | 0.058028 | 0.054332 | 0.061217 | 0.063509 | 0.054617 | 0.049373 | 0.029468 | 0.0307 | 0.34624 | 0.41663 | 0.46283 | 0.59426 | 0.36429 | 0.46417 | 0.55679
| 54693 | 0 | 0 | 0 | 0 | 0 | 0 | 0 | 0 | 0 | 0 | 0 | 0 | 0 | 0 | 0 | 0 | 0 | 0 | 0 | 0 | 0 | 0 | 0 | 0 | 0 | 0 | 0 | 0 | 0 | 0 | 0 | 0 | 0 | 0 | 0 | 0 | 0 | 0 | 0 | 0 | 0 | 0 | 0 | 0 | 0 | 0 | 0 | 0 | 0 | 0 | 0 | 0 | 0 | 0 | 0
| 54708 | 0 | 0 | 0 | 0 | 0 | 0 | 0 | 0 | 0 | 0 | 0 | 0 | 0 | 0 | 0 | 0 | 0 | 0 | 0 | 0 | 0 | 0 | 0 | 0 | 0 | 0 | 0 | 0 | 0 | 0 | 0 | 0 | 0 | 0 | 0 | 0 | 0 | 0 | 0 | 0 | 0 | 0 | 0 | 0 | 0 | 0 | 0 | 0 | 0 | 0 | 0 | 0 | 0 | 0 | 0
| 54746 | 0 | 0 | 0 | 0 | 0 | 0 | 0 | 0 | 0 | 0 | 0 | 0 | 0 | 0 | 0 | 0 | 0 | 0 | 0 | 0 | 0 | 0 | 0 | 0 | 0 | 0 | 0 | 0 | 0 | 0 | 0 | 0 | 0 | 0 | 0 | 0 | 0 | 0 | 0 | 0 | 0 | 0 | 0 | 0 | 0 | 0 | 0 | 0 | 0 | 0 | 0 | 0 | 0 | 0 | 0
| 54785 | 0 | 0 | 0 | 0 | 0 | 0 | 0 | 0 | 0 | 0 | 0 | 0 | 0 | 0 | 0 | 0 | 0 | 0 | 0 | 0 | 0 | 0 | 0 | 0 | 0 | 0 | 0 | 0 | 0 | 0 | 0 | 0 | 0 | 0 | 0 | 0 | 0 | 0 | 0 | 0 | 0 | 0 | 0 | 0 | 0 | 0 | 0 | 0 | 0 | 0 | 0 | 0 | 0 | 0 | 0
| 54795 | 0 | 0 | 0 | 0 | 0 | 0 | 0 | 0 | 0 | 0 | 0 | 0 | 0 | 0 | 0 | 0 | 0 | 0 | 0 | 0 | 0 | 0 | 0 | 0 | 0 | 0 | 0 | 0 | 0 | 0 | 0 | 0 | 0 | 0 | 0 | 0 | 0 | 0 | 0 | 0 | 0 | 0 | 0 | 0 | 0 | 0 | 0 | 0 | 0 | 0 | 0 | 0 | 0 | 0 | 0
| 54829 | 0 | 0 | 0 | 0 | 0 | 0 | 0 | 0 | 0 | 0 | 0 | 0 | 0 | 0 | 0 | 0 | 0 | 0 | 0 | 0 | 0 | 0 | 0 | 0 | 0 | 0 | 0 | 0 | 0 | 0 | 0 | 0 | 0 | 0 | 0 | 0 | 0 | 0 | 0 | 0 | 0 | 0 | 0 | 0 | 0 | 0 | 0 | 0 | 0 | 0 | 0 | 0 | 0 | 0 | 0
| 54832 | 0.0015453 | 0.000675 | 0.010719 | 0.01127 | -0.0004728 | -0.0055803 | 0.0019181 | -0.0002334 | -0.0020212 | -0.0016407 | 0.0094206 | 0.0075147 | 0.011182 | 0.0030683 | 0.0078816 | 0.0029786 | 0.0002683 | -0.0008585 | 0.0020694 | 0.0022385 | -0.000335 | 0.0016573 | 0.0088238 | 0.011873 | 0.0008889 | 0.0006182 | -0.0015102 | 0.0017318 | -0.0028735 | -0.0033899 | -0.0024597 | -0.0015466 | -0.0056698 | -0.003242 | -0.0064032 | 0.0053317 | 0.0047445 | 0.0037676 | -0.0051508 | -0.0022587 | -0.0022444 | -0.0053819 | -0.0047375 | -0.0060713 | -0.006723 | -0.0057136 | -0.012244 | -0.0071214 | 0.033114 | 0.050848 | -0.018524 | -0.049134 | 0.034757 | 0.024324 | -0.018521
| 54934 | 0 | 0 | 0 | 0 | 0 | 0 | 0 | 0 | 0 | 0 | 0 | 0 | 0 | 0 | 0 | 0 | 0 | 0 | 0 | 0 | 0 | 0 | 0 | 0 | 0 | 0 | 0 | 0 | 0 | 0 | 0 | 0 | 0 | 0 | 0 | 0 | 0 | 0 | 0 | 0 | 0 | 0 | 0 | 0 | 0 | 0 | 0 | 0 | 0 | 0 | 0 | 0 | 0 | 0 | 0
| 54980 | 0 | 0 | 0 | 0 | 0 | 0 | 0 | 0 | 0 | 0 | 0 | 0 | 0 | 0 | 0 | 0 | 0 | 0 | 0 | 0 | 0 | 0 | 0 | 0 | 0 | 0 | 0 | 0 | 0 | 0 | 0 | 0 | 0 | 0 | 0 | 0 | 0 | 0 | 0 | 0 | 0 | 0 | 0 | 0 | 0 | 0 | 0 | 0 | 0 | 0 | 0 | 0 | 0 | 0 | 0
| 55074 | 0 | 0 | 0 | 0 | 0 | 0 | 0 | 0 | 0 | 0 | 0 | 0 | 0 | 0 | 0 | 0 | 0 | 0 | 0 | 0 | 0 | 0 | 0 | 0 | 0 | 0 | 0 | 0 | 0 | 0 | 0 | 0 | 0 | 0 | 0 | 0 | 0 | 0 | 0 | 0 | 0 | 0 | 0 | 0 | 0 | 0 | 0 | 0 | 0 | 0 | 0 | 0 | 0 | 0 | 0
| 55193 | 0.055545 | 0.054609 | 0.032335 | 0.02561 | 0.029378 | 0.022798 | 0.018589 | 0.02572 | 0.034047 | 0.051293 | 0.028488 | 0.07623 | 0.10289 | 0.085635 | 0.058606 | 0.029995 | 0.031156 | 0.038786 | -0.015041 | 0.0070395 | 0.023462 | 0.03214 | 0.042848 | 0.10151 | 0.053476 | 0.049198 | 0.0802 | 0.040843 | 0.034815 | 0.025976 | -0.0081942 | -0.019911 | 0.024498 | 0.018362 | 0.034943 | 0.047826 | 0.052289 | 0.057866 | 0.056695 | 0.019154 | 0.024195 | 0.044591 | -0.0015059 | 0.0072092 | 0.043653 | 0.031837 | 0.06773 | 0.086003 | 0.45464 | 0.53902 | 0.38203 | 0.48972 | 0.56544 | 0.48928 | 0.3337
| 55231 | 0.10538 | 0.098473 | 0.038488 | 0.036035 | 0.043624 | 0.0782 | 0.059198 | 0.061323 | 0.088368 | 0.043697 | 0.071974 | 0.071786 | 0.045102 | 0.046916 | 0.04282 | 0.02513 | 0.044412 | 0.073717 | 0.041844 | 0.064262 | 0.082457 | 0.025094 | 0.061744 | 0.10683 | 0.02801 | 0.029575 | 0.037548 | 0.038067 | 0.039184 | 0.072255 | 0.044762 | 0.043302 | 0.089777 | 0.045479 | 0.078717 | 0.081369 | 0.038042 | 0.040819 | 0.028069 | 0.042117 | 0.050041 | 0.072356 | 0.038543 | 0.042067 | 0.089573 | 0.03016 | 0.077711 | 0.087214 | 0.79655 | 0.66033 | 0.62805 | 0.63671 | 0.67893 | 0.62833 | 0.65475
| 55233 | 0.00062669 | 0.00082585 | 0 | 0 | 0.0022789 | 0.019408 | 0.027146 | 0.024178 | 0 | 0.00014477 | 0 | 0 | 0 | -0.00029759 | 0 | 0.00055822 | 0.0053166 | 0.029989 | 0.023882 | 0.027779 | 0.0045374 | 0.0132 | 0 | 0 | 0.0046714 | -0.00026074 | 0 | 0.0019248 | 0.0047392 | 0.0084508 | 0.017022 | 0.013641 | 0.0013976 | 0.0024889 | 0.00095434 | 0.0011314 | -0.005025 | 0.0024987 | 0.0054758 | 0.0092315 | 0.0039392 | 0.0029578 | 0.013351 | 0.0095527 | 0.00059418 | 0.0028394 | -0.00061526 | 0.0031412 | 0.074609 | 0.10496 | 0.05616 | 0.047942 | 0.076455 | 0.11046 | 0.061206
| 55239 | 0.13419 | 0.12617 | 0.044281 | 0.023233 | 0.038369 | 0.038324 | 0.032688 | 0.076118 | 0.10035 | 0.057003 | 0.06737 | 0.11245 | 0.10337 | 0.093412 | 0.076074 | 0.04075 | 0.044012 | 0.074958 | 0.074624 | 0.12594 | 0.12994 | 0.059915 | 0.09177 | 0.11601 | 0.11599 | 0.11686 | 0.1039 | 0.033716 | 0.058076 | 0.07804 | 0.036351 | 0.055116 | 0.093026 | 0.038918 | 0.075518 | 0.069861 | 0.10117 | 0.092249 | 0.1076 | 0.039011 | 0.060258 | 0.10079 | 0.077614 | 0.12073 | 0.14295 | 0.080905 | 0.13538 | 0.099031 | 0.85055 | 1.0308 | 0.87536 | 1.1577 | 0.84192 | 1.1017 | 0.84712
| 55298 | 0.26684 | 0.23182 | 0.085386 | 0.073558 | 0.089736 | 0.1807 | 0.12877 | 0.1521 | 0.21365 | 0.11354 | 0.19831 | 0.15968 | 0.22611 | 0.19462 | 0.095788 | 0.044031 | 0.097575 | 0.17798 | 0.10209 | 0.1654 | 0.21851 | 0.077165 | 0.17252 | 0.23606 | 0.15259 | 0.14956 | 0.12815 | 0.064923 | 0.096385 | 0.1557 | 0.1132 | 0.11323 | 0.18043 | 0.10109 | 0.15825 | 0.17994 | 0.11884 | 0.11927 | 0.088163 | 0.079341 | 0.10727 | 0.17293 | 0.091091 | 0.11358 | 0.21229 | 0.10117 | 0.196 | 0.21175 | 1.8941 | 1.8078 | 1.5934 | 1.6117 | 1.8049 | 1.7413 | 1.5147
| 55337 | 0.073888 | 0.075537 | 0.045295 | 0.013118 | 0.029849 | 0.06781 | 0.0291 | 0.030355 | 0.070001 | 0.010864 | 0.015435 | 0.077059 | 0.091985 | 0.081328 | 0.0055558 | 0.010762 | 0.034471 | 0.059964 | 0.022745 | 0.013095 | 0.060669 | 0.0028523 | 0.0090809 | 0.036262 | 0.072044 | 0.092145 | 0.0027355 | 0.0042026 | 0.015383 | 0.066776 | 0.021682 | 0.015863 | 0.077461 | 0.01479 | 0.0086106 | 0.025166 | 0.041856 | 0.032788 | 0.000795 | 0.0052925 | 0.01383 | 0.054023 | 0.009285 | 0.004436 | 0.066355 | 0.0030576 | 0.0032821 | 0.011938 | 0.53831 | 0.42877 | 0.41686 | 0.24694 | 0.52472 | 0.39118 | 0.32491
| 55381 | 0.075766 | 0 | 0 | 0 | 0 | 0 | 0.45042 | 0.22263 | 0 | 0 | 0 | 0 | 0 | 0 | 0 | 0 | 0 | 0 | 3.9681 | 1.6297 | 0 | 0 | 0 | 0 | 1.0841 | 0 | 0 | 0 | 0 | 0 | 4.0074 | 3.0699 | 0 | 0 | 0 | 0 | 0 | 0 | 0 | 0 | 0 | 0 | 5.2682 | 2.9861 | 0 | 0 | 0 | 0 | 0.74882 | 5.5978 | 8.1614 | 8.2543 | 0.67305 | 6.682 | 7.0773
| 55524 | 0.0109 | 0.008342 | 0.031629 | 0.018282 | 0.040649 | 0.16715 | 0.10845 | 0.19527 | 0.2165 | 0.071395 | 0.054644 | 0.076417 | 0.028758 | 0.019505 | 0.054565 | 0.057064 | 0.12186 | 0.22658 | 0.17573 | 0.28729 | 0.28057 | 0.10692 | 0.14381 | 0.067488 | 0.0068696 | 0.0014229 | 0.078659 | 0.027938 | 0.047013 | 0.22183 | 0.12746 | 0.27812 | 0.26681 | 0.16408 | 0.15465 | 0.11301 | 0.062738 | 0.031106 | 0.20499 | 0.082783 | 0.12987 | 0.2742 | 0.23558 | 0.38038 | 0.2978 | 0.23754 | 0.18689 | 0.146 | 0.99963 | 1.5701 | 1.4879 | 2.2699 | 1.1716 | 1.4503 | 1.8374
| 55667 | 0.061122 | 0.041878 | 0.017885 | 0.023518 | 0.038586 | 0.088204 | 0.050089 | 0.032811 | 0.10436 | 0.023768 | 0.016645 | 0.033703 | 0.034217 | 0.020155 | 0.014243 | 0.038678 | 0.044992 | 0.073783 | 0.031565 | 0.035419 | 0.066591 | 0.03464 | 0.01201 | 0.025992 | 0.063612 | 0.045587 | 0.0096158 | 0.031921 | 0.031181 | 0.083407 | 0.033577 | 0.036193 | 0.071095 | 0.03305 | 0.016143 | 0.029687 | 0.035518 | 0.018125 | 0.018694 | 0.021041 | 0.031463 | 0.069314 | 0.026557 | 0.02657 | 0.076171 | 0.027812 | 0.01006 | 0.026066 | 0.53256 | 0.43228 | 0.48507 | 0.38739 | 0.50186 | 0.46192 | 0.428
| 55690 | 0.22667 | 0.17298 | 0.078975 | 0.026718 | 0.046366 | 0.064022 | 0.072501 | 0.14256 | 0.1811 | 0.06707 | 0.077871 | 0.21341 | 0.35795 | 0.33262 | 0.20224 | 0.084879 | 0.076837 | 0.12648 | -0.1248 | 0.090961 | 0.2079 | 0.076109 | 0.16127 | 0.2007 | 0.10609 | 0.10776 | 0.13079 | 0.049187 | 0.059781 | 0.10177 | -0.18264 | -0.12441 | 0.17422 | 0.067731 | 0.14583 | 0.13282 | 0.145 | 0.13503 | 0.13996 | 0.059037 | 0.099922 | 0.16756 | -0.1444 | 0.00165 | 0.2814 | 0.085815 | 0.21174 | 0.19276 | 1.3702 | 1.7931 | 0.76892 | 1.3755 | 1.8731 | 1.1922 | 0.89427
| 55765 | 0 | 0 | 0 | 0 | 0 | 0 | 0 | 0 | 0 | 0 | 0 | 0 | 0 | 0 | 0 | 0 | 0 | 0 | 0 | 0 | 0 | 0 | 0 | 0 | 0 | 0 | 0 | 0 | 0 | 0 | 0 | 0 | 0 | 0 | 0 | 0 | 0 | 0 | 0 | 0 | 0 | 0 | 0 | 0 | 0 | 0 | 0 | 0 | 0 | 0 | 0 | 0 | 0 | 0 | 0
| 55801 | 0.10777 | 0.095446 | 0.033784 | 0.070672 | 0.074453 | 0.079141 | 0.06111 | 0.082983 | 0.1442 | 0.13932 | 0.084459 | 0.090554 | 0.0098507 | -0.0034635 | 0.1097 | 0.048515 | 0.075105 | 0.11604 | 0.080244 | 0.13128 | 0.14009 | 0.095772 | 0.099023 | 0.085666 | -0.025021 | -0.056965 | 0.13529 | 0.078365 | 0.10182 | 0.081658 | 0.066404 | 0.080431 | 0.096942 | 0.066517 | 0.087155 | 0.074427 | 0.040878 | 0.02555 | 0.10954 | 0.074649 | 0.10465 | 0.11637 | 0.076323 | 0.12264 | 0.13784 | 0.12458 | 0.14065 | 0.13386 | 1.0639 | 0.98783 | 0.78702 | 1.2075 | 0.92148 | 0.98161 | 0.9088
| 55885 | 0 | 0 | 0 | 0 | 0 | 0 | 0 | 0 | 0 | 0 | 0 | 0 | 0 | 0 | 0 | 0 | 0 | 0 | 0 | 0 | 0 | 0 | 0 | 0 | 0 | 0 | 0 | 0 | 0 | 0 | 0 | 0 | 0 | 0 | 0 | 0 | 0 | 0 | 0 | 0 | 0 | 0 | 0 | 0 | 0 | 0 | 0 | 0 | 0 | 0 | 0 | 0 | 0 | 0 | 0
| 55938 | 0.01225 | 0 | 0 | 0 | 0.0017755 | 0.0015335 | 0.065674 | 0.043336 | 0 | 0 | 0 | 0 | 0 | 0 | 0 | 0 | 0.0044904 | 0.0063914 | 0.11666 | 0.053688 | 0 | 0 | 0 | 0 | 0.015559 | 0 | 0 | 0 | 0.0030154 | 0.0015273 | 0.10958 | 0.075999 | 0.0016202 | 0 | 0 | 0 | 0 | 0 | 0 | 0.0020328 | 0.0023656 | 0.0034078 | 0.089377 | 0.069643 | 0.00031117 | 0.00036286 | 0 | 0 | 0.12457 | 0.18123 | 0.2073 | 0.1675 | 0.11503 | 0.19532 | 0.19312
| 55964 | 0 | 0 | 0 | 0 | 0 | 0 | 0 | 0 | 0 | 0 | 0 | 0 | 0 | 0 | 0 | 0 | 0 | 0 | 0 | 0 | 0 | 0 | 0 | 0 | 0 | 0 | 0 | 0 | 0 | 0 | 0 | 0 | 0 | 0 | 0 | 0 | 0 | 0 | 0 | 0 | 0 | 0 | 0 | 0 | 0 | 0 | 0 | 0 | 0 | 0 | 0 | 0 | 0 | 0 | 0
| 55976 | 0.04237 | 0.046545 | 0.054867 | 0.014564 | 0.014583 | -0.013312 | 0.001981 | -0.001821 | -0.01186 | 0.0034084 | -0.0020355 | 0.020463 | 0.015279 | 0.034502 | 0.0070197 | 0.0088007 | 0.014362 | -0.012764 | 0.001168 | -0.003388 | -0.013397 | -0.0001622 | -0.0079072 | 0.005286 | 0.021698 | 0.033954 | -0.0050792 | 0.0009146 | 0.01007 | -0.02191 | -0.004178 | -0.003245 | -0.014043 | -0.0025495 | -0.0067376 | 0.003959 | 0.021838 | 0.022342 | -0.020859 | -0.0041624 | -0.0010011 | -0.013861 | -0.004822 | -0.007029 | -0.021771 | -0.010516 | -0.0175 | -0.009572 | 0.16975 | 0.048799 | 0.012852 | -0.066912 | 0.076787 | 0.030392 | -0.030546
| 56038 | 0 | 0 | 0 | 0 | 0 | 0 | 0 | 0 | 0 | 0 | 0 | 0 | 0 | 0 | 0 | 0 | 0 | 0 | 0 | 0 | 0 | 0 | 0 | 0 | 0 | 0 | 0 | 0 | 0 | 0 | 0 | 0 | 0 | 0 | 0 | 0 | 0 | 0 | 0 | 0 | 0 | 0 | 0 | 0 | 0 | 0 | 0 | 0 | 0 | 0 | 0 | 0 | 0 | 0 | 0
| 56050 | 0 | 0 | 0 | 0 | 0 | 0 | 0 | 0 | 0 | 0 | 0 | 0 | 0 | 0 | 0 | 0 | 0 | 0 | 0 | 0 | 0 | 0 | 0 | 0 | 0 | 0 | 0 | 0 | 0 | 0 | 0 | 0 | 0 | 0 | 0 | 0 | 0 | 0 | 0 | 0 | 0 | 0 | 0 | 0 | 0 | 0 | 0 | 0 | 0 | 0 | 0 | 0 | 0 | 0 | 0
| 56397 | 0.00025866 | 0.00025652 | 0 | 0.00022949 | 0.0014803 | 0.0076406 | 0.006802 | 0.0084088 | 0 | 0.00070405 | 0.00036634 | 0 | 0 | 0 | 0.00060824 | 0.0019597 | 0.0018558 | 0.00829 | 0.0040825 | 0.0038306 | 0.0007154 | 0.0056443 | 0.00061075 | 0.0011878 | 0.0021991 | 0.00034034 | 0.00036568 | 0.0026308 | 0.003302 | 0.0072877 | 0.010359 | 0.007695 | 0.00057898 | 0.0032999 | 0.00048775 | 0.002493 | 0.0027261 | 0.0017965 | 0.0018256 | 0.0071465 | 0.0040034 | 0.0061266 | 0.0068505 | 0.0058762 | -0.00048103 | 0.0015289 | 0.00012198 | 0.0039117 | 0.026147 | 0.028785 | 0.04104 | 0.041433 | 0.028346 | 0.033199 | 0.0497
| 56429 | 0 | 0 | 0 | 0 | 0 | 0 | 0 | 0 | 0 | 0 | 0 | 0 | 0 | 0 | 0 | 0 | 0 | 0 | 0 | 0 | 0 | 0 | 0 | 0 | 0 | 0 | 0 | 0 | 0 | 0 | 0 | 0 | 0 | 0 | 0 | 0 | 0 | 0 | 0 | 0 | 0 | 0 | 0 | 0 | 0 | 0 | 0 | 0 | 0 | 0 | 0 | 0 | 0 | 0 | 0
| 56430 | 0 | 0 | 0 | 0 | 0 | 0 | 0 | 0 | 0 | 0 | 0 | 0 | 0 | 0 | 0 | 0 | 0 | 0 | 0 | 0 | 0 | 0 | 0 | 0 | 0 | 0 | 0 | 0 | 0 | 0 | 0 | 0 | 0 | 0 | 0 | 0 | 0 | 0 | 0 | 0 | 0 | 0 | 0 | 0 | 0 | 0 | 0 | 0 | 0 | 0 | 0 | 0 | 0 | 0 | 0
| 56510 | 0 | 0 | 0 | 0 | 0 | 0 | 0 | 0 | 0 | 0 | 0 | 0 | 0 | 0 | 0 | 0 | 0 | 0 | 0 | 0 | 0 | 0 | 0 | 0 | 0 | 0 | 0 | 0 | 0 | 0 | 0 | 0 | 0 | 0 | 0 | 0 | 0 | 0 | 0 | 0 | 0 | 0 | 0 | 0 | 0 | 0 | 0 | 0 | 0 | 0 | 0 | 0 | 0 | 0 | 0
| 56511 | 0 | 0 | 0 | 0 | 0 | 0 | 0 | 0 | 0 | 0 | 0 | 0 | 0 | 0 | 0 | 0 | 0 | 0 | 0 | 0 | 0 | 0 | 0 | 0 | 0 | 0 | 0 | 0 | 0 | 0 | 0 | 0 | 0 | 0 | 0 | 0 | 0 | 0 | 0 | 0 | 0 | 0 | 0 | 0 | 0 | 0 | 0 | 0 | 0 | 0 | 0 | 0 | 0 | 0 | 0
| 56512 | 0 | 0 | 0 | 0 | 0 | 0 | 0 | 0 | 0 | 0 | 0 | 0 | 0 | 0 | 0 | 0 | 0 | 0 | 0 | 0 | 0 | 0 | 0 | 0 | 0 | 0 | 0 | 0 | 0 | 0 | 0 | 0 | 0 | 0 | 0 | 0 | 0 | 0 | 0 | 0 | 0 | 0 | 0 | 0 | 0 | 0 | 0 | 0 | 0 | 0 | 0 | 0 | 0 | 0 | 0
| 56513 | 0 | 0 | 0 | 0 | 0 | 0 | 0 | 0 | 0 | 0 | 0 | 0 | 0 | 0 | 0 | 0 | 0 | 0 | 0 | 0 | 0 | 0 | 0 | 0 | 0 | 0 | 0 | 0 | 0 | 0 | 0 | 0 | 0 | 0 | 0 | 0 | 0 | 0 | 0 | 0 | 0 | 0 | 0 | 0 | 0 | 0 | 0 | 0 | 0 | 0 | 0 | 0 | 0 | 0 | 0
| 56571 | 0 | 0 | 0 | 0 | 0 | 0 | 0 | 0 | 0 | 0 | 0 | 0 | 0 | 0 | 0 | 0 | 0 | 0 | 0 | 0 | 0 | 0 | 0 | 0 | 0 | 0 | 0 | 0 | 0 | 0 | 0 | 0 | 0 | 0 | 0 | 0 | 0 | 0 | 0 | 0 | 0 | 0 | 0 | 0 | 0 | 0 | 0 | 0 | 0 | 0 | 0 | 0 | 0 | 0 | 0
| 56680 | 0 | 0 | 0 | 0 | 0 | 0 | 0 | 0 | 0 | 0 | 0 | 0 | 0 | 0 | 0 | 0 | 0 | 0 | 0 | 0 | 0 | 0 | 0 | 0 | 0 | 0 | 0 | 0 | 0 | 0 | 0 | 0 | 0 | 0 | 0 | 0 | 0 | 0 | 0 | 0 | 0 | 0 | 0 | 0 | 0 | 0 | 0 | 0 | 0 | 0 | 0 | 0 | 0 | 0 | 0
| 56690 | 0 | 0 | 0 | 0 | 0 | 0 | 0 | 0 | 0 | 0 | 0 | 0 | 0 | 0 | 0 | 0 | 0 | 0 | 0 | 0 | 0 | 0 | 0 | 0 | 0 | 0 | 0 | 0 | 0 | 0 | 0 | 0 | 0 | 0 | 0 | 0 | 0 | 0 | 0 | 0 | 0 | 0 | 0 | 0 | 0 | 0 | 0 | 0 | 0 | 0 | 0 | 0 | 0 | 0 | 0
| 56701 | 0 | 0 | 0 | 0 | 0 | 0 | 0 | 0 | 0 | 0 | 0 | 0 | 0 | 0 | 0 | 0 | 0 | 0 | 0 | 0 | 0 | 0 | 0 | 0 | 0 | 0 | 0 | 0 | 0 | 0 | 0 | 0 | 0 | 0 | 0 | 0 | 0 | 0 | 0 | 0 | 0 | 0 | 0 | 0 | 0 | 0 | 0 | 0 | 0 | 0 | 0 | 0 | 0 | 0 | 0
| 56846 | 0 | 0 | 0 | 0 | 0 | 0 | 0 | 0 | 0 | 0 | 0 | 0 | 0 | 0 | 0 | 0 | 0 | 0 | 0 | 0 | 0 | 0 | 0 | 0 | 0 | 0 | 0 | 0 | 0 | 0 | 0 | 0 | 0 | 0 | 0 | 0 | 0 | 0 | 0 | 0 | 0 | 0 | 0 | 0 | 0 | 0 | 0 | 0 | 0 | 0 | 0 | 0 | 0 | 0 | 0
| 56850 | 0 | 0 | 0 | 0 | 0 | 0 | 0 | 0 | 0 | 0 | 0 | 0 | 0 | 0 | 0 | 0 | 0 | 0 | 0 | 0 | 0 | 0 | 0 | 0 | 0 | 0 | 0 | 0 | 0 | 0 | 0 | 0 | 0 | 0 | 0 | 0 | 0 | 0 | 0 | 0 | 0 | 0 | 0 | 0 | 0 | 0 | 0 | 0 | 0 | 0 | 0 | 0 | 0 | 0 | 0
| 56873 | 0 | 0 | 0 | 0 | 0 | 0 | 0 | 0 | 0 | 0 | 0 | 0 | 0 | 0 | 0 | 0 | 0 | 0 | 0 | 0 | 0 | 0 | 0 | 0 | 0 | 0 | 0 | 0 | 0 | 0 | 0 | 0 | 0 | 0 | 0 | 0 | 0 | 0 | 0 | 0 | 0 | 0 | 0 | 0 | 0 | 0 | 0 | 0 | 0 | 0 | 0 | 0 | 0 | 0 | 0
| 56884 | 0 | 0 | 0 | 0 | 0 | 0 | 0 | 0 | 0 | 0 | 0 | 0 | 0 | 0 | 0 | 0 | 0 | 0 | 0 | 0 | 0 | 0 | 0 | 0 | 0 | 0 | 0 | 0 | 0 | 0 | 0 | 0 | 0 | 0 | 0 | 0 | 0 | 0 | 0 | 0 | 0 | 0 | 0 | 0 | 0 | 0 | 0 | 0 | 0 | 0 | 0 | 0 | 0 | 0 | 0
| 56887 | 0 | 0 | 0 | 0 | 0 | 0 | 0 | 0 | 0 | 0 | 0 | 0 | 0 | 0 | 0 | 0 | 0 | 0 | 0 | 0 | 0 | 0 | 0 | 0 | 0 | 0 | 0 | 0 | 0 | 0 | 0 | 0 | 0 | 0 | 0 | 0 | 0 | 0 | 0 | 0 | 0 | 0 | 0 | 0 | 0 | 0 | 0 | 0 | 0 | 0 | 0 | 0 | 0 | 0 | 0
| 56890 | 0 | 0 | 0 | 0 | 0 | 0 | 0 | 0 | 0 | 0 | 0 | 0 | 0 | 0 | 0 | 0 | 0 | 0 | 0 | 0 | 0 | 0 | 0 | 0 | 0 | 0 | 0 | 0 | 0 | 0 | 0 | 0 | 0 | 0 | 0 | 0 | 0 | 0 | 0 | 0 | 0 | 0 | 0 | 0 | 0 | 0 | 0 | 0 | 0 | 0 | 0 | 0 | 0 | 0 | 0
| 56911 | 0 | 0 | 0 | 0 | 0 | 0 | 0 | 0 | 0 | 0 | 0 | 0 | 0 | 0 | 0 | 0 | 0 | 0 | 0 | 0 | 0 | 0 | 0 | 0 | 0 | 0 | 0 | 0 | 0 | 0 | 0 | 0 | 0 | 0 | 0 | 0 | 0 | 0 | 0 | 0 | 0 | 0 | 0 | 0 | 0 | 0 | 0 | 0 | 0 | 0 | 0 | 0 | 0 | 0 | 0
| 56957 | 0 | 0 | 0 | 0 | 0 | 0 | 0 | 0 | 0 | 0 | 0 | 0 | 0 | 0 | 0 | 0 | 0 | 0 | 0 | 0 | 0 | 0 | 0 | 0 | 0 | 0 | 0 | 0 | 0 | 0 | 0 | 0 | 0 | 0 | 0 | 0 | 0 | 0 | 0 | 0 | 0 | 0 | 0 | 0 | 0 | 0 | 0 | 0 | 0 | 0 | 0 | 0 | 0 | 0 | 0
| 56963 | 0.10307 | 0.08597 | 0.05972 | 0.04279 | 0.075468 | 0.1264 | 0.10279 | 0.13275 | 0.15759 | 0.067476 | 0.077556 | 0.11109 | 0.12178 | 0.10855 | 0.086662 | 0.056745 | 0.14742 | 0.14439 | 0.15338 | 0.16943 | 0.16628 | 0.077601 | 0.14294 | 0.11312 | 0.12164 | 0.13319 | 0.10686 | 0.034549 | 0.079766 | 0.14634 | 0.12144 | 0.15107 | 0.15702 | 0.11143 | 0.14993 | 0.1387 | 0.11174 | 0.093096 | 0.13912 | 0.081651 | 0.098861 | 0.15891 | 0.17505 | 0.18768 | 0.17698 | 0.10796 | 0.16995 | 0.1587 | 1.1427 | 1.4883 | 1.4519 | 1.6597 | 1.2968 | 1.4431 | 1.5004
| 57183 | 0 | 0 | 0 | 0 | 0 | 0 | 0 | 0 | 0 | 0 | 0 | 0 | 0 | 0 | 0 | 0 | 0 | 0 | 0 | 0 | 0 | 0 | 0 | 0 | 0 | 0 | 0 | 0 | 0 | 0 | 0 | 0 | 0 | 0 | 0 | 0 | 0 | 0 | 0 | 0 | 0 | 0 | 0 | 0 | 0 | 0 | 0 | 0 | 0 | 0 | 0 | 0 | 0 | 0 | 0
| 57349 | 0.048368 | 0.046657 | 0.023733 | 0.011712 | 0.043732 | 0.056955 | 0.043694 | 0.056893 | 0.049916 | 0.044742 | 0.035325 | 0.040546 | 0.078136 | 0.062525 | 0.033432 | 0.022478 | 0.055508 | 0.057818 | 0.053276 | 0.054416 | 0.04939 | 0.049686 | 0.053716 | 0.044511 | 0.068428 | 0.065841 | 0.04228 | 0.015542 | 0.041867 | 0.056501 | 0.054975 | 0.060805 | 0.054427 | 0.056816 | 0.056973 | 0.052679 | 0.065775 | 0.062428 | 0.05927 | 0.032365 | 0.045912 | 0.062724 | 0.056561 | 0.062517 | 0.060845 | 0.060058 | 0.062471 | 0.062405 | 0.50227 | 0.61489 | 0.62713 | 0.69333 | 0.58015 | 0.59677 | 0.65893
| 57581 | 0 | 0 | 0 | 0 | 0 | 0 | 0 | 0 | 0 | 0 | 0 | 0 | 0 | 0 | 0 | 0 | 0 | 0 | 0 | 0 | 0 | 0 | 0 | 0 | 0 | 0 | 0 | 0 | 0 | 0 | 0 | 0 | 0 | 0 | 0 | 0 | 0 | 0 | 0 | 0 | 0 | 0 | 0 | 0 | 0 | 0 | 0 | 0 | 0 | 0 | 0 | 0 | 0 | 0 | 0
| 57582 | 0 | 0 | 0 | 0 | 0 | 0 | 0 | 0 | 0 | 0 | 0 | 0 | 0 | 0 | 0 | 0 | 0 | 0 | 0 | 0 | 0 | 0 | 0 | 0 | 0 | 0 | 0 | 0 | 0 | 0 | 0 | 0 | 0 | 0 | 0 | 0 | 0 | 0 | 0 | 0 | 0 | 0 | 0 | 0 | 0 | 0 | 0 | 0 | 0 | 0 | 0 | 0 | 0 | 0 | 0
| 57788 | 0 | 0 | 0 | 0 | 0 | 0 | 0 | 0 | 0 | 0 | 0 | 0 | 0 | 0 | 0 | 0 | 0 | 0 | 0 | 0 | 0 | 0 | 0 | 0 | 0 | 0 | 0 | 0 | 0 | 0 | 0 | 0 | 0 | 0 | 0 | 0 | 0 | 0 | 0 | 0 | 0 | 0 | 0 | 0 | 0 | 0 | 0 | 0 | 0 | 0 | 0 | 0 | 0 | 0 | 0
| 57839 | 0.078648 | 0.06907 | 0.043207 | 0.029655 | 0.041878 | 0.079165 | 0.052176 | 0.10028 | 0.10676 | 0.031899 | 0.038789 | 0.11138 | 0.063196 | 0.069373 | 0.063594 | 0.048159 | 0.061157 | 0.10477 | 0.09233 | 0.12197 | 0.12025 | 0.06266 | 0.070229 | 0.072781 | 0.085963 | 0.09685 | 0.071991 | 0.031699 | 0.052314 | 0.096159 | 0.068708 | 0.090957 | 0.099335 | 0.043562 | 0.064422 | 0.064659 | 0.074128 | 0.063176 | 0.090984 | 0.055152 | 0.074271 | 0.12411 | 0.10672 | 0.12869 | 0.12866 | 0.068004 | 0.11777 | 0.082684 | 0.78291 | 0.95047 | 0.86662 | 1.1144 | 0.82593 | 0.98381 | 0.88552
| 57843 | 0 | 0 | 0 | 0 | 0 | 0 | 0 | 0 | 0 | 0 | 0 | 0 | 0 | 0 | 0 | 0 | 0 | 0 | 0 | 0 | 0 | 0 | 0 | 0 | 0 | 0 | 0 | 0 | 0 | 0 | 0 | 0 | 0 | 0 | 0 | 0 | 0 | 0 | 0 | 0 | 0 | 0 | 0 | 0 | 0 | 0 | 0 | 0 | 0 | 0 | 0 | 0 | 0 | 0 | 0
| 57845 | 0 | 0 | 0 | 0 | 0 | 0 | 0 | 0 | 0 | 0 | 0 | 0 | 0 | 0 | 0 | 0 | 0 | 0 | 0 | 0 | 0 | 0 | 0 | 0 | 0 | 0 | 0 | 0 | 0 | 0 | 0 | 0 | 0 | 0 | 0 | 0 | 0 | 0 | 0 | 0 | 0 | 0 | 0 | 0 | 0 | 0 | 0 | 0 | 0 | 0 | 0 | 0 | 0 | 0 | 0
| 57846 | 0 | 0 | 0 | 0 | 0 | 0 | 0 | 0 | 0 | 0 | 0 | 0 | 0 | 0 | 0 | 0 | 0 | 0 | 0 | 0 | 0 | 0 | 0 | 0 | 0 | 0 | 0 | 0 | 0 | 0 | 0 | 0 | 0 | 0 | 0 | 0 | 0 | 0 | 0 | 0 | 0 | 0 | 0 | 0 | 0 | 0 | 0 | 0 | 0 | 0 | 0 | 0 | 0 | 0 | 0
| 57847 | 0 | 0 | 0 | 0 | 0 | 0 | 0 | 0 | 0 | 0 | 0 | 0 | 0 | 0 | 0 | 0 | 0 | 0 | 0 | 0 | 0 | 0 | 0 | 0 | 0 | 0 | 0 | 0 | 0 | 0 | 0 | 0 | 0 | 0 | 0 | 0 | 0 | 0 | 0 | 0 | 0 | 0 | 0 | 0 | 0 | 0 | 0 | 0 | 0 | 0 | 0 | 0 | 0 | 0 | 0
| 57848 | 0 | 0 | 0 | 0 | 0 | 0 | 0 | 0 | 0 | 0 | 0 | 0 | 0 | 0 | 0 | 0 | 0 | 0 | 0 | 0 | 0 | 0 | 0 | 0 | 0 | 0 | 0 | 0 | 0 | 0 | 0 | 0 | 0 | 0 | 0 | 0 | 0 | 0 | 0 | 0 | 0 | 0 | 0 | 0 | 0 | 0 | 0 | 0 | 0 | 0 | 0 | 0 | 0 | 0 | 0
| 58051 | 0 | 0 | 0 | 0 | 0 | 0 | 0 | 0 | 0 | 0 | 0 | 0 | 0 | 0 | 0 | 0 | 0 | 0 | 0 | 0 | 0 | 0 | 0 | 0 | 0 | 0 | 0 | 0 | 0 | 0 | 0 | 0 | 0 | 0 | 0 | 0 | 0 | 0 | 0 | 0 | 0 | 0 | 0.02023 | 0.020346 | 0 | 0 | 0 | 0 | 0 | 0 | 0 | 0.040576 | 0 | 0 | 0
| 58079 | 0.022112 | 0.011525 | 0.098468 | 0.042864 | 0.088283 | 0.10204 | 0.081227 | 0.11375 | 0.13389 | 0.12685 | 0.16278 | 0.13849 | 0.096749 | 0.085103 | 0.10804 | 0.058354 | 0.13023 | 0.12117 | 0.10305 | 0.13733 | 0.14828 | 0.097643 | 0.17982 | 0.20508 | 0.054363 | 0.077846 | 0.1405 | 0.046201 | 0.09968 | 0.10948 | 0.096061 | 0.1058 | 0.11759 | 0.086925 | 0.16004 | 0.12686 | 0.071391 | 0.062334 | 0.13583 | 0.064314 | 0.10318 | 0.14895 | 0.11497 | 0.12217 | 0.19407 | 0.11821 | 0.17087 | 0.14364 | 1.1223 | 1.4708 | 1.2213 | 1.4499 | 1.3375 | 1.411 | 1.2398
| 58110 | 0 | 0 | 0 | 0 | 0 | 0 | 0 | 0 | 0 | 0 | 0 | 0 | 0 | 0 | 0 | 0 | 0 | 0 | 0 | 0 | 0 | 0 | 0 | 0 | 0 | 0 | 0 | 0 | 0 | 0 | 0 | 0 | 0 | 0 | 0 | 0 | 0 | 0 | 0 | 0 | 0 | 0 | 0 | 0 | 0 | 0 | 0 | 0 | 0 | 0 | 0 | 0 | 0 | 0 | 0
| 58165 | 0 | 0 | 0 | 0 | 0 | 0 | 0 | 0 | 0 | 0 | 0 | 0 | 0 | 0 | 0 | 0 | 0 | 0 | 0 | 0 | 0 | 0 | 0 | 0 | 0 | 0 | 0 | 0 | 0 | 0 | 0 | 0 | 0 | 0 | 0 | 0 | 0 | 0 | 0 | 0 | 0 | 0 | 0 | 0 | 0 | 0 | 0 | 0 | 0 | 0 | 0 | 0 | 0 | 0 | 0
| 58172 | 0 | 0 | 0 | 0 | 0 | 0 | 0 | 0 | 0 | 0 | 0 | 0 | 0 | 0 | 0 | 0 | 0 | 0 | 0 | 0 | 0 | 0 | 0 | 0 | 0 | 0 | 0 | 0 | 0 | 0 | 0 | 0 | 0 | 0 | 0 | 0 | 0 | 0 | 0 | 0 | 0 | 0 | 0 | 0 | 0 | 0 | 0 | 0 | 0 | 0 | 0 | 0 | 0 | 0 | 0
| 58207 | 0 | 0 | 0 | 0 | 0 | 0 | 0 | 0 | 0 | 0 | 0 | 0 | 0 | 0 | 0 | 0 | 0 | 0 | 0 | 0 | 0 | 0 | 0 | 0 | 0 | 0 | 0 | 0 | 0 | 0 | 0 | 0 | 0 | 0 | 0 | 0 | 0 | 0 | 0 | 0 | 0 | 0 | 0 | 0 | 0 | 0 | 0 | 0 | 0 | 0 | 0 | 0 | 0 | 0 | 0
| 58208 | 0 | 0 | 0 | 0 | 0 | 0 | 0 | 0 | 0 | 0 | 0 | 0 | 0 | 0 | 0 | 0 | 0 | 0 | 0 | 0 | 0 | 0 | 0 | 0 | 0 | 0 | 0 | 0 | 0 | 0 | 0 | 0 | 0 | 0 | 0 | 0 | 0 | 0 | 0 | 0 | 0 | 0 | 0 | 0 | 0 | 0 | 0 | 0 | 0 | 0 | 0 | 0 | 0 | 0 | 0
| 58235 | 0.0024758 | 0 | 0 | 0 | 0.0003032 | 0 | 0.013654 | 0.0054166 | 0 | 0 | 0 | 0 | 0 | 0 | 0 | 0 | 0.00030673 | 0.0041934 | 0.023039 | 0.013117 | 0 | 0 | 0 | 0 | 0.0033599 | 0 | 0 | 0 | 0 | 0.0019019 | 0.021988 | 0.018481 | 0.00099559 | 0 | 0 | 0 | 0.0001267 | 0 | 0 | 0.00010665 | 0 | 0.0031357 | 0.023048 | 0.01864 | 0.0012934 | 0 | 0 | 0 | 0.02185 | 0.040656 | 0.046726 | 0.046351 | 0.019378 | 0.04371 | 0.043599
| 58246 | 0 | 0 | 0 | 0 | 0 | 0 | 0 | 0 | 0 | 0 | 0 | 0 | 0 | 0 | 0 | 0 | 0 | 0 | 0 | 0 | 0 | 0 | 0 | 0 | 0 | 0 | 0 | 0 | 0 | 0 | 0 | 0 | 0 | 0 | 0 | 0 | 0 | 0 | 0 | 0 | 0 | 0 | 0 | 0 | 0 | 0 | 0 | 0 | 0 | 0 | 0 | 0 | 0 | 0 | 0
| 58250 | 0 | 0 | 0 | 0 | 0 | 0 | 0 | 0 | 0 | 0 | 0 | 0 | 0 | 0 | 0 | 0 | 0 | 0 | 0 | 0 | 0 | 0 | 0 | 0 | 0 | 0 | 0 | 0 | 0 | 0 | 0 | 0 | 0 | 0 | 0 | 0 | 0 | 0 | 0 | 0 | 0 | 0 | 0 | 0 | 0 | 0 | 0 | 0 | 0 | 0 | 0 | 0 | 0 | 0 | 0
| 58252 | 0 | 0 | 0 | 0 | 0 | 0 | 0 | 0 | 0 | 0 | 0 | 0 | 0 | 0 | 0 | 0 | 0 | 0 | 0 | 0 | 0 | 0 | 0 | 0 | 0 | 0 | 0 | 0 | 0 | 0 | 0 | 0 | 0 | 0 | 0 | 0 | 0 | 0 | 0 | 0 | 0 | 0 | 0 | 0 | 0 | 0 | 0 | 0 | 0 | 0 | 0 | 0 | 0 | 0 | 0
| 58326 | 0 | 0 | 0 | 0 | 0 | 0 | 0 | 0 | 0 | 0 | 0 | 0 | 0 | 0 | 0 | 0 | 0 | 0 | 0 | 0 | 0 | 0 | 0 | 0 | 0 | 0 | 0 | 0 | 0 | 0 | 0 | 0 | 0 | 0 | 0 | 0 | 0 | 0 | 0 | 0 | 0 | 0 | 0 | 0 | 0 | 0 | 0 | 0 | 0 | 0 | 0 | 0 | 0 | 0 | 0
| 58420 | 0 | 0 | 0 | 0 | 0 | 0 | 0 | 0 | 0 | 0 | 0 | 0 | 0 | 0 | 0 | 0 | 0 | 0 | 0 | 0 | 0 | 0 | 0 | 0 | 0 | 0 | 0 | 0 | 0 | 0 | 0 | 0 | 0 | 0 | 0 | 0 | 0 | 0 | 0 | 0 | 0 | 0 | 0 | 0 | 0 | 0 | 0 | 0 | 0 | 0 | 0 | 0 | 0 | 0 | 0
| 58426 | 0 | 0 | 0 | 0 | 0 | 0 | 0 | 0 | 0 | 0 | 0 | 0 | 0 | 0 | 0 | 0 | 0 | 0 | 0 | 0 | 0 | 0 | 0 | 0 | 0 | 0 | 0 | 0 | 0 | 0 | 0 | 0 | 0 | 0 | 0 | 0 | 0 | 0 | 0 | 0 | 0 | 0 | 0 | 0 | 0 | 0 | 0 | 0 | 0 | 0 | 0 | 0 | 0 | 0 | 0
| 58433 | 0 | 0 | 0 | 0 | 0 | 0 | 0 | 0 | 0 | 0 | 0 | 0 | 0 | 0 | 0 | 0 | 0 | 0 | 0 | 0 | 0 | 0 | 0 | 0 | 0 | 0 | 0 | 0 | 0 | 0 | 0 | 0 | 0 | 0 | 0 | 0 | 0 | 0 | 0 | 0 | 0 | 0 | 0 | 0 | 0 | 0 | 0 | 0 | 0 | 0 | 0 | 0 | 0 | 0 | 0
| 58442 | 0 | 0 | 0 | 0 | 0 | 0 | 1e-07 | 1e-07 | 0 | 0 | 0 | 0 | 0 | 0 | 0 | 0 | 0 | 0 | 2e-07 | 1e-07 | 0 | 0 | 0 | 0 | 0 | 0 | 0 | 0 | 0 | 0 | 2e-07 | 1e-07 | 0 | 0 | 0 | 0 | 0 | 0 | 0 | 1e-07 | 0 | 0 | 1e-07 | 1e-07 | 0 | 0 | 0 | 0 | 2e-07 | 3e-07 | 3e-07 | 3e-07 | 2e-07 | 3e-07 | 4e-07
| 58476 | 0 | 0 | 0 | 0 | 0 | 0 | 0 | 0 | 0 | 0 | 0 | 0 | 0 | 0 | 0 | 0 | 0 | 0 | 0 | 0 | 0 | 0 | 0 | 0 | 0 | 0 | 0 | 0 | 0 | 0 | 0 | 0 | 0 | 0 | 0 | 0 | 0 | 0 | 0 | 0 | 0 | 0 | 0 | 0 | 0 | 0 | 0 | 0 | 0 | 0 | 0 | 0 | 0 | 0 | 0
| 58497 | 0 | 0 | 0 | 0 | 0 | 0 | 0 | 0 | 0 | 0 | 0 | 0 | 0 | 0 | 0 | 0 | 0 | 0 | 0 | 0 | 0 | 0 | 0 | 0 | 0 | 0 | 0 | 0 | 0 | 0 | 0 | 0 | 0 | 0 | 0 | 0 | 0 | 0 | 0 | 0 | 0 | 0 | 0 | 0 | 0 | 0 | 0 | 0 | 0 | 0 | 0 | 0 | 0 | 0 | 0
| 58584 | 0 | 0 | 0 | 0 | 0 | 0 | 0 | 0 | 0 | 0 | 0 | 0 | 0 | 0 | 0 | 0 | 0 | 0 | 0 | 0 | 0 | 0 | 0 | 0 | 0 | 0 | 0 | 0 | 0 | 0 | 0 | 0 | 0 | 0 | 0 | 0 | 0 | 0 | 0 | 0 | 0 | 0 | 0 | 0 | 0 | 0 | 0 | 0 | 0 | 0 | 0 | 0 | 0 | 0 | 0
| 58714 | 0 | 0 | 0 | 0 | 0 | 0 | 0 | 0 | 0 | 0 | 0 | 0 | 0 | 0 | 0 | 0 | 0 | 0 | 0 | 0 | 0 | 0 | 0 | 0 | 0 | 0 | 0 | 0 | 0 | 0 | 0 | 0 | 0 | 0 | 0 | 0 | 0 | 0 | 0 | 0 | 0 | 0 | 0 | 0 | 0 | 0 | 0 | 0 | 0 | 0 | 0 | 0 | 0 | 0 | 0
| 58715 | 0 | 0 | 0 | 0 | 0 | 0 | 0 | 0 | 0 | 0 | 0 | 0 | 0 | 0 | 0 | 0 | 0 | 0 | 0 | 0 | 0 | 0 | 0 | 0 | 0 | 0 | 0 | 0 | 0 | 0 | 0 | 0 | 0 | 0 | 0 | 0 | 0 | 0 | 0 | 0 | 0 | 0 | 0 | 0 | 0 | 0 | 0 | 0 | 0 | 0 | 0 | 0 | 0 | 0 | 0
| 58811 | 0 | 0 | 0 | 0 | 0 | 0 | 0 | 0 | 0 | 0 | 0 | 0 | 0 | 0 | 0 | 0 | 0 | 0 | 0 | 0 | 0 | 0 | 0 | 0 | 0 | 0 | 0 | 0 | 0 | 0 | 0 | 0 | 0 | 0 | 0 | 0 | 0 | 0 | 0 | 0 | 0 | 0 | 0 | 0 | 0 | 0 | 0 | 0 | 0 | 0 | 0 | 0 | 0 | 0 | 0
| 58813 | 0 | 0 | 0 | 0 | 0 | 0 | 0 | 0 | 0 | 0 | 0 | 0 | 0 | 0 | 0 | 0 | 0 | 0 | 0 | 0 | 0 | 0 | 0 | 0 | 0 | 0 | 0 | 0 | 0 | 0 | 0 | 0 | 0 | 0 | 0 | 0 | 0 | 0 | 0 | 0 | 0 | 0 | 0 | 0 | 0 | 0 | 0 | 0 | 0 | 0 | 0 | 0 | 0 | 0 | 0
| 58818 | 0 | 0 | 0 | 0 | 0 | 0 | 0 | 0 | 0 | 0 | 0 | 0 | 0 | 0 | 0 | 0 | 0 | 0 | 0 | 0 | 0 | 0 | 0 | 0 | 0 | 0 | 0 | 0 | 0 | 0 | 0 | 0 | 0 | 0 | 0 | 0 | 0 | 0 | 0 | 0 | 0 | 0 | 0 | 0 | 0 | 0 | 0 | 0 | 0 | 0 | 0 | 0 | 0 | 0 | 0
| 58821 | 0 | 0 | 0 | 0 | 0 | 0 | 0 | 0 | 0 | 0 | 0 | 0 | 0 | 0 | 0 | 0 | 0 | 0 | 0 | 0 | 0 | 0 | 0 | 0 | 0 | 0 | 0 | 0 | 0 | 0 | 0 | 0 | 0 | 0 | 0 | 0 | 0 | 0 | 0 | 0 | 0 | 0 | 0 | 0 | 0 | 0 | 0 | 0 | 0 | 0 | 0 | 0 | 0 | 0 | 0
| 58897 | 0 | 0 | 0 | 0 | 0 | 0 | 0 | 0 | 0 | 0 | 0 | 0 | 0 | 0 | 0 | 0 | 0 | 0 | 0 | 0 | 0 | 0 | 0 | 0 | 0 | 0 | 0 | 0 | 0 | 0 | 0 | 0 | 0 | 0 | 0 | 0 | 0 | 0 | 0 | 0 | 0 | 0 | 0 | 0 | 0 | 0 | 0 | 0 | 0 | 0 | 0 | 0 | 0 | 0 | 0
| 58947 | 0 | 0 | 0 | 0 | 0 | 0 | 0 | 0 | 0 | 0 | 0 | 0 | 0 | 0 | 0 | 0 | 0 | 0 | 1e-06 | 0 | 0 | 0 | 0 | 0 | 0 | 0 | 0 | 0 | 0 | 0 | 1e-06 | 0 | 0 | 0 | 0 | 0 | 0 | 0 | 0 | 0 | 0 | 0 | 1e-06 | 0 | 0 | 0 | 0 | 0 | 0 | 1e-06 | 1e-06 | 1e-06 | 0 | 1e-06 | 1e-06
| 59012 | 0 | 0 | 0 | 0 | 0 | 0 | 0 | 0 | 0 | 0 | 0 | 0 | 0 | 0 | 0 | 0 | 0 | 0 | 0 | 0 | 0 | 0 | 0 | 0 | 0 | 0 | 0 | 0 | 0 | 0 | 0 | 0 | 0 | 0 | 0 | 0 | 0 | 0 | 0 | 0 | 0 | 0 | 0 | 0 | 0 | 0 | 0 | 0 | 0 | 0 | 0 | 0 | 0 | 0 | 0
| 59026 | 0 | 0 | 0 | 0 | 0 | 0 | 0 | 0 | 0 | 0 | 0 | 0 | 0 | 0 | 0 | 0 | 0 | 0 | 0 | 0 | 0 | 0 | 0 | 0 | 0 | 0 | 0 | 0 | 0 | 0 | 0 | 0 | 0 | 0 | 0 | 0 | 0 | 0 | 0 | 0 | 0 | 0 | 0 | 0 | 0 | 0 | 0 | 0 | 0 | 0 | 0 | 0 | 0 | 0 | 0
| 59055 | 0 | 0 | 0 | 0 | 0 | 0 | 0 | 0 | 0 | 0 | 0 | 0 | 0 | 0 | 0 | 0 | 0 | 0 | 0 | 0 | 0 | 0 | 0 | 0 | 0 | 0 | 0 | 0 | 0 | 0 | 0 | 0 | 0 | 0 | 0 | 0 | 0 | 0 | 0 | 0 | 0 | 0 | 0 | 0 | 0 | 0 | 0 | 0 | 0 | 0 | 0 | 0 | 0 | 0 | 0
| 59056 | 0 | 0 | 0 | 0 | 0 | 0 | 0 | 0 | 0 | 0 | 0 | 0 | 0 | 0 | 0 | 0 | 0 | 0 | 0 | 0 | 0 | 0 | 0 | 0 | 0 | 0 | 0 | 0 | 0 | 0 | 0 | 0 | 0 | 0 | 0 | 0 | 0 | 0 | 0 | 0 | 0 | 0 | 0 | 0 | 0 | 0 | 0 | 0 | 0 | 0 | 0 | 0 | 0 | 0 | 0
| 59073 | 0 | 0 | 0 | 0 | 0 | 0 | 0 | 0 | 0 | 0 | 0 | 0 | 0 | 0 | 0 | 0 | 0 | 0 | 0 | 0 | 0 | 0 | 0 | 0 | 0 | 0 | 0 | 0 | 0 | 0 | 0 | 0 | 0 | 0 | 0 | 0 | 0 | 0 | 0 | 0 | 0 | 0 | 0 | 0 | 0 | 0 | 0 | 0 | 0 | 0 | 0 | 0 | 0 | 0 | 0
| 59116 | 0 | 0 | 0 | 0 | 0 | 0 | 0 | 0 | 0 | 0 | 0 | 0 | 0 | 0 | 0 | 0 | 0 | 0 | 0 | 0 | 0 | 0 | 0 | 0 | 0 | 0 | 0 | 0 | 0 | 0 | 0 | 0 | 0 | 0 | 0 | 0 | 0 | 0 | 0 | 0 | 0 | 0 | 0 | 0 | 0 | 0 | 0 | 0 | 0 | 0 | 0 | 0 | 0 | 0 | 0
| 59220 | 0 | 0 | 0 | 0 | 0 | 0 | 0 | 0 | 0 | 0 | 0 | 0 | 0 | 0 | 0 | 0 | 0 | 0 | 0 | 0 | 0 | 0 | 0 | 0 | 0 | 0 | 0 | 0 | 0 | 0 | 0 | 0 | 0 | 0 | 0 | 0 | 0 | 0 | 0 | 0 | 0 | 0 | 0 | 0 | 0 | 0 | 0 | 0 | 0 | 0 | 0 | 0 | 0 | 0 | 0
| 59783 | 0 | 0 | 0 | 0 | 0 | 0 | 0 | 0 | 0 | 0 | 0 | 0 | 0 | 0 | 0 | 0 | 0 | 0 | 0 | 0 | 0 | 0 | 0 | 0 | 0 | 0 | 0 | 0 | 0 | 0 | 0 | 0 | 0 | 0 | 0 | 0 | 0 | 0 | 0 | 0 | 0 | 0 | 0 | 0 | 0 | 0 | 0 | 0 | 0 | 0 | 0 | 0 | 0 | 0 | 0
| 59906 | 0 | 0 | 0 | 0 | 0 | 0 | 0 | 0 | 0 | 0 | 0 | 0 | 0 | 0 | 0 | 0 | 0 | 0 | 0 | 0 | 0 | 0 | 0 | 0 | 0 | 0 | 0 | 0 | 0 | 0 | 0 | 0 | 0 | 0 | 0 | 0 | 0 | 0 | 0 | 0 | 0 | 0 | 0 | 0 | 0 | 0 | 0 | 0 | 0 | 0 | 0 | 0 | 0 | 0 | 0
| 60234 | 0 | 0 | 0 | 0 | 0 | 0 | 0.034855 | 0.035055 | 0 | 0 | 0 | 0 | 0 | 0 | 0 | 0 | 0 | 0 | 0.78424 | 0.35055 | 0 | 0 | 0 | 0 | 0.19771 | 0 | 0 | 0 | 0 | 0 | 0.94981 | 0.72739 | 0 | 0 | 0 | 0 | 0 | 0 | 0 | 0 | 0 | 0 | 1.2896 | 0.64852 | 0 | 0 | 0 | 0 | 0.06991 | 1.1348 | 1.8749 | 1.9382 | 0.06991 | 1.3325 | 1.6772
| 60235 | 0 | 0 | 0 | 0 | 0 | 0 | 0.034855 | 0.035055 | 0 | 0 | 0 | 0 | 0 | 0 | 0 | 0 | 0 | 0 | 0.80167 | 0.35055 | 0 | 0 | 0 | 0 | 0.19771 | 0 | 0 | 0 | 0 | 0 | 0.95852 | 0.73012 | 0 | 0 | 0 | 0 | 0 | 0 | 0 | 0 | 0 | 0 | 1.3071 | 0.64852 | 0 | 0 | 0 | 0 | 0.06991 | 1.1522 | 1.8863 | 1.9556 | 0.06991 | 1.3499 | 1.6886
| 60236 | 0 | 0 | 0 | 0 | 0 | 0 | 0.034855 | 0.035055 | 0 | 0 | 0 | 0 | 0 | 0 | 0 | 0 | 0 | 0 | 0.76682 | 0.35055 | 0 | 0 | 0 | 0 | 0.19771 | 0 | 0 | 0 | 0 | 0 | 0.94109 | 0.71455 | 0 | 0 | 0 | 0 | 0 | 0 | 0 | 0 | 0 | 0 | 1.2722 | 0.64852 | 0 | 0 | 0 | 0 | 0.06991 | 1.1174 | 1.8534 | 1.9207 | 0.06991 | 1.3151 | 1.6556
| 60302 | 0 | 0 | 0 | 0 | 0 | 0 | 0 | 0 | 0 | 0 | 0 | 0 | 0 | 0 | 0 | 0 | 0 | 0 | 0 | 0 | 0 | 0 | 0 | 0 | 0 | 0 | 0 | 0 | 0 | 0 | 0 | 0 | 0 | 0 | 0 | 0 | 0 | 0 | 0 | 0 | 0 | 0 | 0 | 0 | 0 | 0 | 0 | 0 | 0 | 0 | 0 | 0 | 0 | 0 | 0
| 60357 | 0 | 0 | 0 | 0 | 0 | 0 | 0 | 0 | 0 | 0 | 0 | 0 | 0 | 0 | 0 | 0 | 0 | 0 | 0 | 0 | 0 | 0 | 0 | 0 | 0 | 0 | 0 | 0 | 0 | 0 | 0 | 0 | 0 | 0 | 0 | 0 | 0 | 0 | 0 | 0 | 0 | 0 | 0 | 0 | 0 | 0 | 0 | 0 | 0 | 0 | 0 | 0 | 0 | 0 | 0
| 60368 | 0 | 0 | 0 | 0 | 0 | 0 | 0 | 0 | 0 | 0 | 0 | 0 | 0 | 0 | 0 | 0 | 0 | 0 | 0 | 0 | 0 | 0 | 0 | 0 | 0 | 0 | 0 | 0 | 0 | 0 | 0 | 0 | 0 | 0 | 0 | 0 | 0 | 0 | 0 | 0 | 0 | 0 | 0 | 0 | 0 | 0 | 0 | 0 | 0 | 0 | 0 | 0 | 0 | 0 | 0
| 60388 | 0 | 0 | 0 | 0 | 0 | 0 | 0 | 0 | 0 | 0 | 0 | 0 | 0 | 0 | 0 | 0 | 0 | 0 | 0 | 0 | 0 | 0 | 0 | 0 | 0 | 0 | 0 | 0 | 0 | 0 | 0 | 0 | 0 | 0 | 0 | 0 | 0 | 0 | 0 | 0 | 0 | 0 | 0 | 0 | 0 | 0 | 0 | 0 | 0 | 0 | 0 | 0 | 0 | 0 | 0
| 60589 | 0 | 0 | 0 | 0 | 0 | 0 | 0 | 0 | 0 | 0 | 0 | 0 | 0 | 0 | 0 | 0 | 0 | 0 | 0 | 0 | 0 | 0 | 0 | 0 | 0 | 0 | 0 | 0 | 0 | 0 | 0 | 0 | 0 | 0 | 0 | 0 | 0 | 0 | 0 | 0 | 0 | 0 | 0 | 0 | 0 | 0 | 0 | 0 | 0 | 0 | 0 | 0 | 0 | 0 | 0
| 60933 | 0 | 0 | 0 | 0 | 0 | 0 | 0 | 0 | 0 | 0 | 0 | 0 | 0 | 0 | 0 | 0 | 0 | 0 | 0 | 0 | 0 | 0 | 0 | 0 | 0 | 0 | 0 | 0 | 0 | 0 | 0 | 0 | 0 | 0 | 0 | 0 | 0 | 0 | 0 | 0 | 0 | 0 | 0 | 0 | 0 | 0 | 0 | 0 | 0 | 0 | 0 | 0 | 0 | 0 | 0
| 61035 | 0 | 0 | 0 | 0 | 0 | 0 | 0 | 0 | 0 | 0 | 0 | 0 | 0 | 0 | 0 | 0 | 0 | 0 | 0 | 0 | 0 | 0 | 0 | 0 | 0 | 0 | 0 | 0 | 0 | 0 | 0 | 0 | 0 | 0 | 0 | 0 | 0 | 0 | 0 | 0 | 0 | 0 | 0 | 0 | 0 | 0 | 0 | 0 | 0 | 0 | 0 | 0 | 0 | 0 | 0
| 61263 | 0 | 0 | 0 | 0 | 0 | 0 | 0 | 0 | 0 | 0 | 0 | 0 | 0 | 0 | 0 | 0 | 0 | 0 | 0 | 0 | 0 | 0 | 0 | 0 | 0 | 0 | 0 | 0 | 0 | 0 | 0 | 0 | 0 | 0 | 0 | 0 | 0 | 0 | 0 | 0 | 0 | 0 | 0 | 0 | 0 | 0 | 0 | 0 | 0 | 0 | 0 | 0 | 0 | 0 | 0
| 61282 | 0 | 0 | 0.015101 | 0.019933 | 0.010873 | 0.015101 | 0.015101 | 0.015101 | 0.011477 | 0.013893 | 0.010873 | -0.023557 | 0 | 0 | 0.0096646 | 0.012081 | 0.012081 | 0.0090606 | 0.0072485 | 0.0036242 | 0.0078525 | 0.015359 | 0.0029249 | -0.041075 | 0 | 0 | 0 | 0.023557 | -0.051343 | -0.053759 | -0.035327 | -0.033222 | -0.0030202 | 0 | 0 | 0 | 0 | 0 | 0 | 0 | 0 | 0 | 0.0078525 | 0.0036242 | 0 | 0 | 0 | 0 | 0.10389 | 0.038821 | -0.15311 | 0.011477 | 0.091814 | -0.022791 | -0.12533
| 61286 | 0 | 0 | 0 | 0 | 0 | 0 | 0 | 0 | 0 | 0 | 0 | 0 | 0 | 0 | 0 | 0 | 0 | 0 | 0 | 0 | 0 | 0 | 0 | 0 | 0 | 0 | 0 | 0 | 0 | 0 | 0 | 0 | 0 | 0 | 0 | 0 | 0 | 0 | 0 | 0 | 0 | 0 | 0 | 0 | 0 | 0 | 0 | 0 | 0 | 0 | 0 | 0 | 0 | 0 | 0
| 61737 | 0 | 0 | 0 | 0 | 0 | 0 | 0 | 0 | 0 | 0 | 0 | 0 | 0 | 0 | 0 | 0 | 0 | 0 | 0 | 0 | 0 | 0 | 0 | 0 | 0 | 0 | 0 | 0 | 0 | 0 | 0 | 0 | 0 | 0 | 0 | 0 | 0 | 0 | 0 | 0 | 0 | 0 | 0 | 0 | 0 | 0 | 0 | 0 | 0 | 0 | 0 | 0 | 0 | 0 | 0
| 61822 | 0 | 0 | 0 | 0 | 0 | 0 | 0 | 0 | 0 | 0 | 0 | 0 | 0 | 0 | 0 | 0 | 0 | 0 | 0 | 0 | 0 | 0 | 0 | 0 | 0 | 0 | 0 | 0 | 0 | 0 | 0 | 0 | 0 | 0 | 0 | 0 | 0 | 0 | 0 | 0 | 0 | 0 | 0 | 0 | 0 | 0 | 0 | 0 | 0 | 0 | 0 | 0 | 0 | 0 | 0
| 62741 | 0 | 0 | 0 | 0 | 0 | 0 | 0 | 0 | 0 | 0 | 0 | 0 | 0 | 0 | 0 | 0 | 0 | 0 | 0 | 0 | 0 | 0 | 0 | 0 | 0 | 0 | 0 | 0 | 0 | 0 | 0 | 0 | 0 | 0 | 0 | 0 | 0 | 0 | 0 | 0 | 0 | 0 | 0 | 0 | 0 | 0 | 0 | 0 | 0 | 0 | 0 | 0 | 0 | 0 | 0
| 50060 | 0 | 0 | 0 | 0 | 0 | 0 | 0 | 0 | 0 | 0 | 0 | 0 | 0 | 0 | 0 | 0 | 0 | 0 | 0 | 0 | 0 | 0 | 0 | 0 | 0 | 0 | 0 | 0 | 0 | 0 | 0 | 0 | 0 | 0 | 0 | 0 | 0 | 0 | 0 | 0 | 0 | 0 | 0 | 0 | 0 | 0 | 0 | 0 | 0 | 0 | 0 | 0 | 0 | 0 | 0
| 50397 | 0 | 0 | 0 | 0 | 0 | 0 | 0 | 0 | 0 | 0 | 0 | 0 | 0 | 0 | 0 | 0 | 0 | 0 | 0 | 0 | 0 | 0 | 0 | 0 | 0 | 0 | 0 | 0 | 0 | 0 | 0 | 0 | 0 | 0 | 0 | 0 | 0 | 0 | 0 | 0 | 0 | 0 | 0 | 0 | 0 | 0 | 0 | 0 | 0 | 0 | 0 | 0 | 0 | 0 | 0
| 54638 | 0 | 0 | 0 | 0 | 0 | 0 | 0 | 0 | 0 | 0 | 0 | 0 | 0 | 0 | 0 | 0 | 0 | 0 | 0 | 0 | 0 | 0 | 0 | 0 | 0 | 0 | 0 | 0 | 0 | 0 | 0 | 0 | 0 | 0 | 0 | 0 | 0 | 0 | 0 | 0 | 0 | 0 | 0 | 0 | 0 | 0 | 0 | 0 | 0 | 0 | 0 | 0 | 0 | 0 | 0
| 57407 | 0 | 0 | 0 | 0 | 0 | 0 | 0 | 0 | 0 | 0 | 0 | 0 | 0 | 0 | 0 | 0 | 0 | 0 | 0 | 0 | 0 | 0 | 0 | 0 | 0 | 0 | 0 | 0 | 0 | 0 | 0 | 0 | 0 | 0 | 0 | 0 | 0 | 0 | 0 | 0 | 0 | 0 | 0 | 0 | 0 | 0 | 0 | 0 | 0 | 0 | 0 | 0 | 0 | 0 | 0
| 58565 | 0 | 0 | 0 | 0 | 0 | 0 | 0 | 0 | 0 | 0 | 0 | 0 | 0 | 0 | 0 | 0 | 0 | 0 | 0 | 0 | 0 | 0 | 0 | 0 | 0 | 0 | 0 | 0 | 0 | 0 | 0 | 0 | 0 | 0 | 0 | 0 | 0 | 0 | 0 | 0 | 0 | 0 | 0 | 0 | 0 | 0 | 0 | 0 | 0 | 0 | 0 | 0 | 0 | 0 | 0
| Emissions by State: PJM and New York | [48 empty] | Calendar Total Emissions |  |  |  | Delivery Year Total Emissions
| short tons | [48 empty] | short tons |  |  |  | short tons
| State | [48 empty] | 2022 | 2023 | 2024 | 2025 | 2022/23 | 2023/24 | 2024/25 | time axis 2022-01-01 to 2025-12-01
| DC | 0 | 0 | 0 | -0.030251 | -0.0032704 | -0.0081761 | -0.071132 | -0.089937 | -0.028616 | -0.0065408 | -0.038427 | 0 | 0 | 0 | 0 | -0.11577 | -0.067044 | -0.085031 | -0.29434 | -0.31396 | -0.07901 | -0.23138 | -0.067044 | 0 | 0 | 0 | 0 | 0 | 0 | 0 | -0.0024528 | 0.0032704 | 0 | 0 | 0 | 0 | 0 | 0 | 0 | 0 | 0 | 0 | -0.0049056 | -0.0057232 | -0.00081761 | 0 | 0 | 0 | -0.27635 | -1.2536 | 0.00081761 | -0.011446 | -0.42565 | -1.0708 | 0.00081761
| DE | 12.2206 | 1.7431 | 0.069594 | 0.14852 | 0.18247 | 0.1983 | 27.2397 | 12.1369 | 0.18474 | 0.16613 | 0.10341 | 0.094113 | 25.1912 | 19.6979 | 0.11493 | 0.20216 | 0.17771 | 3.634 | 55.4396 | 35.0186 | 0.17229 | 0.24036 | 0.12403 | 1.2364 | 32.8269 | 26.4651 | 0.11234 | 0.22071 | 0.19565 | 1.8288 | 50.6222 | 41.4354 | 2.1216 | 0.17553 | 0.1459 | 0.47334 | 22.3074 | 17.4632 | 1.0644 | 0.28276 | 0.22048 | 5.6081 | 70.7576 | 46.7843 | 3.2954 | 0.7858 | 0.16669 | 2.9816 | 54.4876 | 141.2492 | 156.6235 | 171.7177 | 85.5072 | 155.686 | 138.141
| IL | 83.7717 | 75.7355 | 44.7665 | 41.5912 | 20.9036 | 11.3225 | 30.4452 | 35.0183 | 21.0619 | 24.3693 | 16.7915 | 17.3343 | 30.196 | 24.2322 | 3.1167 | 12.4653 | 14.4247 | 16.756 | 48.1982 | 34.7845 | 8.3584 | 14.7127 | 9.0087 | 4.7175 | 234.3164 | 205.6344 | 159.4738 | 127.6556 | 121.315 | 212.4889 | 250.8146 | 251.5857 | 221.1084 | 195.5567 | 199.2201 | 256.6294 | 321.2352 | 291.8255 | 236.4144 | 191.8217 | 177.2073 | 245.4383 | 287.7052 | 275.1512 | 247.2265 | 212.0996 | 240.5174 | 315.0394 | 423.1114 | 220.9709 | 2435.799 | 3041.682 | 240.7778 | 984.9312 | 2805.908
| IN | 52.5451 | 65.5738 | 88.2724 | 63.4853 | 35.1974 | 26.0614 | 34.3995 | 27.6787 | 28.1989 | 39.0475 | 21.835 | 18.2231 | 7.1101 | 3.8161 | -9.5962 | 9.1959 | 0.33711 | -2.0862 | -39.1654 | -24.1697 | -8.3332 | 22.1185 | -13.9857 | -8.3248 | 48.6425 | 58.48 | 39.0964 | 26.7697 | 19.5846 | 18.9646 | 34.7451 | 22.9785 | 28.1225 | 19.1684 | 5.4722 | -2.3102 | 4.4457 | 6.0969 | -3.049 | 10.3898 | 9.4426 | 7.673 | 8.1654 | 0.62657 | -7.1825 | 0.066618 | -6.034 | -6.1032 | 500.5183 | -63.0836 | 319.7143 | 24.5378 | 206.3072 | 118.6267 | 154.4671
| KY | 142.3256 | 121.4831 | 103.8785 | 131.3658 | 57.6572 | 31.9712 | 51.2638 | 38.2259 | 54.9875 | 49.1844 | 59.801 | 86.2532 | 79.4238 | 64.0894 | 42.4812 | 42.8349 | 28.6903 | 19.2299 | 6.8841 | 6.1539 | 9.0887 | 6.467 | 7.1693 | 25.0409 | 45.0528 | 42.9039 | 22.523 | 7.6961 | -0.35178 | -6.1881 | -9.0666 | -7.4888 | -9.4991 | -0.83608 | 16.583 | 19.9282 | 24.5968 | 32.4292 | 7.2848 | 0.36177 | -1.1033 | -3.822 | -2.5277 | -7.6819 | -6.3642 | 0.61753 | 0.8871 | 3.5898 | 928.3971 | 337.5533 | 121.2566 | 48.2679 | 629.2066 | 197.8577 | 67.0019
| MD | -3.8322 | -0.16443 | 0.02582 | 0.17302 | 0.25711 | 2.345 | 57.4441 | 31.9336 | -0.21071 | -0.09287 | 0.076879 | -0.016043 | 18.4667 | 6.0441 | -0.11292 | 0.19157 | 0.044319 | 4.5961 | 77.5846 | 38.6197 | -1.5062 | -0.20923 | 0.11686 | 2.994 | 9.7477 | 0.97124 | -0.0015102 | 0.10307 | -1.7428 | -2.8136 | 27.3028 | 13.6105 | -3.2061 | -6.4585 | -3.1375 | -0.74854 | 9.2945 | 1.9625 | -0.79318 | -0.20957 | -0.25646 | -0.83292 | 42.2078 | 16.8886 | -0.49072 | -0.97393 | -1.1102 | 0.078854 | 87.9393 | 146.8296 | 33.6269 | 65.7653 | 116.1138 | 131.2735 | 34.5469
| MI | -126.9963 | -125.7104 | -49.0011 | 14.5036 | 11.8629 | 70.1527 | 66.8011 | 54.5613 | 28.4528 | -49.0881 | -120.5432 | -121.9665 | -87.1695 | -88.9 | -96.481 | 10.9887 | -21.5636 | 35.7829 | 5.9972 | 16.931 | -38.3359 | -45.3614 | -142.6541 | -93.8952 | 14.3081 | 9.184 | 3.9194 | 3.5236 | -56.5658 | -100.1045 | -238.4518 | -275.7729 | -3.6896 | -3.8749 | 4.6321 | 23.0167 | 36.7606 | 33.728 | 5.1612 | -1.7706 | -1.1614 | -118.3374 | -209.2517 | -24.001 | -1.6908 | -1.7791 | 6.1735 | 21.5776 | -346.9712 | -544.661 | -619.8756 | -254.5911 | -354.7554 | -287.1663 | -521.527
| NC | -112.2047 | -122.0677 | -232.913 | -370.1271 | -372.9718 | -342.3609 | -537.6668 | -553.5225 | -296.6992 | -393.4305 | -388.4816 | -355.3158 | -262.1336 | -188.3974 | -160.3871 | -143.6689 | -122.3932 | -72.016 | -171.9524 | -163.3536 | -79.2757 | -159.4475 | -422.3446 | -455.4674 | 3.9246 | 0.95468 | -0.17589 | 3.9265 | -1.5433 | 4.112 | -1.9151 | -0.30821 | -5.0839 | -4.1327 | -5.9325 | 12.76 | 15.8873 | 9.1324 | -8.3104 | -15.224 | -12.3661 | -14.3836 | -15.5614 | -10.475 | -23.3715 | -18.9275 | -16.7444 | 1.9202 | -4077.7614 | -2400.8374 | 6.5862 | -108.424 | -3744.4574 | -1516.7707 | -11.3811
| NJ | 1.4011 | 0.64836 | 1.4015 | 4.5002 | 4.9447 | 5.5375 | 11.9982 | 10.8716 | 4.4303 | 3.9556 | 3.4626 | 0.94676 | 0.98439 | 0.82317 | 3.3502 | 3.1567 | 4.4934 | 6.3416 | 17.4214 | 14.0473 | 4.8939 | 4.1288 | 4.8583 | 3.1623 | 2.0059 | 1.2336 | 2.4055 | 3.623 | 5.6476 | 5.9 | 17.7154 | 17.2418 | 5.8332 | 4.8677 | 3.5354 | 3.9235 | 1.9259 | 1.3664 | 3.169 | 6.3844 | 5.8658 | 7.6829 | 20.3097 | 17.0651 | 5.1051 | 4.8265 | 3.6062 | 5.4366 | 54.0984 | 67.6614 | 73.9325 | 82.7436 | 54.0103 | 69.7691 | 77.7284
| NY | 3.7444 | 10.3569 | 0 | 13.575 | 5.7486 | 77.8844 | 92.695 | 124.339 | 27.2909 | 28.8724 | 3.9604 | -1.1217 | 0.78713 | 0.48353 | 0 | 21.7437 | 13.8311 | 78.7328 | 75.8169 | 60.0423 | 22.991 | 32.3729 | 12.9764 | -3.0892 | 6.4018 | 1.6244 | 0.35434 | 7.676 | 5.6122 | 54.7093 | 80.0806 | 75.4296 | 34.2403 | 50.4307 | 14.1599 | -1.2922 | 19.814 | 14.0303 | 10.7548 | 17.5322 | 13.0296 | 49.1073 | 74.2237 | 45.4429 | 15.3588 | 25.8459 | 11.8576 | 8.7374 | 387.3452 | 316.6887 | 329.427 | 305.7345 | 390.7658 | 301.512 | 382.9191
| OH | 201.9937 | 217.1953 | 171.6676 | 130.9038 | 26.7524 | 36.4127 | 63.4385 | 51.9088 | 102.5916 | 41.439 | 103.3372 | 145.2909 | 175.5395 | 124.5091 | 48.9481 | 42.0789 | 7.6193 | 39.4785 | -3.8393 | -7.8152 | -2.3192 | 25.5043 | -47.8493 | 58.9764 | 109.7832 | 79.1054 | 44.715 | 16.8899 | 0.86426 | -20.8775 | -14.9801 | -20.3696 | -34.0119 | -19.4235 | 20.6054 | 53.6772 | 100.2654 | 92.7066 | 42.8559 | 6.8763 | -6.743 | -22.783 | -15.6715 | -28.2609 | -42.2147 | -2.449 | 19.1417 | 25.2446 | 1292.9315 | 460.8312 | 215.9778 | 168.9684 | 943.1136 | 313.4941 | 200.5813
| PA | 221.0234 | 181.1604 | 115.8043 | 78.9019 | 75.747 | 104.4678 | 232.7758 | 163.3668 | 57.7889 | 67.5264 | 78.4826 | 159.1403 | 259.6409 | 238.1573 | 99.2231 | 65.4012 | 76.8488 | 92.0473 | 203.5388 | 137.9978 | 61.2887 | 70.2605 | 60.989 | 174.626 | 116.2204 | 87.4252 | 64.4668 | 39.5541 | 56.1139 | 46.9283 | 197.3672 | 151.0728 | 40.6118 | 85.2341 | 103.6518 | 180.6782 | 179.6959 | 208.2109 | 139.1286 | 117.3479 | 66.4882 | 66.2543 | 353.4006 | 201.3265 | 43.67 | 102.6048 | 111.8449 | 179.9146 | 1536.1855 | 1540.0194 | 1169.3245 | 1769.8872 | 1602.8199 | 1164.5284 | 1516.4157
| TN | -2.5874 | -0.8897 | -9.0379 | -22.1476 | -21.7802 | -26.1826 | -18.8816 | -17.7545 | -29.5431 | -31.4379 | -31.2912 | -5.5234 | 3.1858 | 7.1231 | 4.3117 | 2.7896 | 5.1261 | 16.5898 | 15.3629 | 17.7717 | 12.1949 | 6.5023 | 6.2186 | 6.4902 | 4.2155 | 8.5491 | 1.7146 | 1.5587 | 1.4207 | -1.5242 | -0.087463 | -1.4495 | 1.5205 | 3.7094 | 5.9608 | 4.8065 | 2.7027 | 2.0876 | 3.426 | -0.13858 | 0.96965 | -1.333 | -0.12179 | -0.62194 | 0.63472 | 3.6475 | 1.7 | 0.54229 | -217.0571 | 103.6666 | 30.3946 | 13.4951 | -138.078 | 98.589 | 21.9834
| VA | -0.11279 | 0.63027 | 1.5066 | 0.96693 | 0.89349 | 6.8507 | 11.4152 | 2.8263 | 0.41615 | 0.7799 | 0.7169 | 1.0304 | 1.9618 | 0.60682 | 0.056307 | 0.71775 | -0.045172 | -1.0138 | 8.4054 | -2.7526 | 0.74152 | 0.85079 | -0.086116 | -0.016157 | -32.3713 | -33.5907 | -32.0562 | -26.114 | -28.6161 | -40.0728 | -39.1025 | -44.3781 | -39.1598 | -32.4801 | -33.1029 | -37.4675 | 1.3396 | 0.86086 | -0.67528 | -0.53234 | -0.60588 | -2.2111 | 11.7978 | 4.0248 | -1.5819 | -0.80753 | -1.1024 | 0.29183 | 27.9201 | 9.4267 | -418.512 | 10.7984 | 27.3331 | -146.6191 | -265.3768
| WV | 87.8769 | 116.3139 | 62.5467 | 60.6995 | 11.2585 | 13.5436 | 25.3333 | 16.8285 | 9.6266 | -1.0552 | 36.0414 | 70.9412 | 97.0678 | 63.9443 | 17.607 | 16.399 | -3.4128 | -0.47395 | 4.4118 | 2.7319 | -6.6788 | 9.6233 | -4.2377 | 44.6308 | 63.7445 | 42.7493 | 17.7202 | 10.3698 | 0.22281 | -16.2164 | -9.7024 | -13.3633 | -24.8875 | -6.2846 | 15.7968 | 32.5091 | 52.0647 | 36.3757 | 17.8679 | -1.5715 | -7.2739 | -18.9298 | -11.4568 | -15.3389 | -13.9633 | -7.8765 | -1.6554 | 11.0126 | 509.9548 | 241.6126 | 112.6583 | 39.2549 | 362.8647 | 184.8138 | 75.3147
Calendar Total Emissions

## Monthly Emissions - Hg
Monthly Emissions of Hg
| Emissions by Plant: MAAC Region | [48 empty] | Calendar Total Emissions |  |  |  | Delivery Year Total Emissions
| lbs | [48 empty] | lbs |  |  |  | lbs
| ORIS Code | [48 empty] | 2022 | 2023 | 2024 | 2025 | 2022/23 | 2023/24 | 2024/25 | time axis 2022-01-01 to 2025-12-01
| 591 | 0 | 0 | 0 | 0 | 0 | 0 | 0 | 0 | 0 | 0 | 0 | 0 | 0 | 0 | 0 | 0 | 0 | 0 | 0.0077519 | 0.0044368 | 0 | 0 | 0 | 0 | 0.0060112 | 0 | 0 | 0 | 0 | 0 | 0.0094542 | 0.0063473 | 0 | 0 | 0 | 0 | 0 | 0 | 0 | 0 | 0 | 0 | 0.015981 | 0.007868 | 0 | 0 | 0 | 0 | 0 | 0.012189 | 0.021813 | 0.02385 | 0 | 0.0182 | 0.015801
| 592 | 0 | 0 | 0 | 0 | 0 | 0 | 0 | 0 | 0 | 0 | 0 | 0 | 0 | 0 | 0 | 0 | 0 | 0 | 0.0016441 | 0.00099014 | 0 | 0 | 0 | 0 | 0.00094862 | 0 | 0 | 0 | 0 | 0 | 0.0021864 | 0.0014302 | 0 | 0 | 0 | 0 | 0 | 0 | 0 | 0 | 0 | 0 | 0.0041649 | 0.0019086 | 0 | 0 | 0 | 0 | 0 | 0.0026342 | 0.0045653 | 0.0060735 | 0 | 0.0035828 | 0.0036166
| 593 | 0 | 0 | 0 | 0 | 0 | 0 | 0 | 0 | 0 | 0 | 0 | 0 | 0 | 0 | 0 | 0 | 0 | 0 | 0 | 0 | 0 | 0 | 0 | 0 | 0 | 0 | 0 | 0 | 0 | 0 | 0 | 0 | 0 | 0 | 0 | 0 | 0 | 0 | 0 | 0 | 0 | 0 | 0 | 0 | 0 | 0 | 0 | 0 | 0 | 0 | 0 | 0 | 0 | 0 | 0
| 594 | 0.045082 | 0.0061378 | 0 | 0 | 0 | 0 | 0.10042 | 0.044126 | 0 | 0 | 0 | 0 | 0.092328 | 0.072061 | 0 | 0 | 0 | 0.012694 | 0.1602 | 0.10242 | 0 | 0 | 0 | 0.0039488 | 0.082869 | 0.097038 | 0 | 0 | 0 | 0.006038 | 0.13022 | 0.11462 | 0.0070742 | 0 | 0 | 0.0011638 | 0.081877 | 0.063829 | 0.0031738 | 0 | 0 | 0.019971 | 0.16382 | 0.12559 | 0.011394 | 0.0020488 | 0 | 0.010475 | 0.19576 | 0.44365 | 0.43903 | 0.48218 | 0.30893 | 0.45917 | 0.408
| 597 | 0 | 0 | 0 | 0 | 0 | 0 | 0 | 0 | 0 | 0 | 0 | 0 | 0 | 0 | 0 | 0 | 0 | 0 | 0.0022893 | 0.0015097 | 0 | 0 | 0 | 0 | 0.0034358 | 0 | 0 | 0 | 0 | 0 | 0.0030082 | 0.002013 | 0 | 0 | 0 | 0 | 0 | 0 | 0 | 0 | 0 | 0 | 0.0055577 | 0.0025162 | 0 | 0 | 0 | 0 | 0 | 0.003799 | 0.008457 | 0.008074 | 0 | 0.0072348 | 0.0050212
| 602 | -0.014846 | 0 | 0 | 0 | 0 | 0 | 0.086913 | 0.061776 | 0 | 0 | 0 | 0 | 0.025531 | 0.0041768 | 0 | 0 | 0 | 0.004832 | 0.12383 | 0.078173 | 0 | 0 | 0 | 0 | 0 | 0 | 0 | 0 | 0 | 0 | 0.056847 | 0.015545 | -0.0013722 | 0 | 0 | 0 | 0.073737 | 0.01592 | -0.0045 | 0 | 0 | -0.0050852 | 0.038382 | -0.015692 | -0.0029964 | -0.0066358 | -0.007844 | -1.54e-05 | 0.13384 | 0.23654 | 0.07102 | 0.085271 | 0.1784 | 0.20684 | 0.15618
| 1552 | 0 | 0 | 0 | 0 | 0 | 0 | 0 | 0 | 0 | 0 | 0 | 0 | 0 | 0 | 0 | 0 | 0 | 0 | 0 | 0 | 0 | 0 | 0 | 0 | 0 | 0 | 0 | 0 | 0 | 0 | 0 | 0 | 0 | 0 | 0 | 0 | 0 | 0 | 0 | 0 | 0 | 0 | 0.00062724 | 0.00023664 | 0 | 0 | 0 | 0 | 0 | 0 | 0 | 0.00086388 | 0 | 0 | 0
| 1554 | -0.0058218 | 0 | 0 | 0 | 0 | 0 | 0.024458 | 0.01468 | 0 | 0 | 0 | 0 | 0.0069822 | 0.00077 | 0 | 0 | 0 | 0.0007744 | 0.027323 | 0.019538 | 0 | 0 | 0 | 0 | 0 | 0 | 0 | 0 | 0 | 0 | 0.00028671 | 0.00011538 | 0 | 0 | 0 | 0 | 0 | 0 | 0 | 0 | 0 | 0 | 0.00086012 | 0.00051919 | 0 | 0 | 0 | 0 | 0.033316 | 0.055388 | 0.00040208 | 0.0013793 | 0.04689 | 0.047635 | 0.00040208
| 1556 | 0 | 0 | 0 | 0 | 0 | 0 | 0 | 0 | 0 | 0 | 0 | 0 | 0 | 0 | 0 | 0 | 0 | 0 | 0.0036259 | 0.002636 | 0 | 0 | 0 | 0 | 0 | 0 | 0 | 0 | 0 | 0 | 0.0052402 | 0.002636 | 0 | 0 | 0 | 0 | 0 | 0 | 0 | 0 | 0 | 0 | 0.015942 | 0.0074927 | 0 | 0 | 0 | 0 | 0 | 0.0062618 | 0.0078762 | 0.023435 | 0 | 0.0062618 | 0.0078762
| 1557 | 0 | 0 | 0 | 0 | 0 | 0 | 0 | 0 | 0 | 0 | 0 | 0 | 0 | 0 | 0 | 0 | 0 | 0 | 0 | 0 | 0 | 0 | 0 | 0 | 0 | 0 | 0 | 0 | 0 | 0 | 0 | 0 | 0 | 0 | 0 | 0 | 0 | 0 | 0 | 0 | 0 | 0 | 0.0019445 | 0.00078249 | 0 | 0 | 0 | 0 | 0 | 0 | 0 | 0.002727 | 0 | 0 | 0
| 1563 | 0 | 0 | 0 | 0 | 0 | 0 | 0 | 0 | 0 | 0 | 0 | 0 | 0 | 0 | 0 | 0 | 0 | 0 | 0.00093797 | 0.00070202 | 0 | 0 | 0 | 0 | 0.00043307 | 0 | 0 | 0 | 0 | 0 | 0.0012215 | 0.00082268 | 0 | 0 | 0 | 0 | 0 | 0 | 0 | 0 | 0 | 0 | 0.0021377 | 0.0011079 | 0 | 0 | 0 | 0 | 0 | 0.00164 | 0.0024773 | 0.0032456 | 0 | 0.0020731 | 0.0020442
| 1564 | 0 | 0 | 0 | 0 | 0 | 0 | 0 | 0 | 0 | 0 | 0 | 0 | 0 | 0 | 0 | 0 | 0 | 0 | 0.0012196 | 0.0008161 | 0 | 0 | 0 | 0 | 0.00061573 | 0 | 0 | 0 | 0 | 0 | 0.0017887 | 0.0011425 | 0 | 0 | 0 | 0 | 0 | 0 | 0 | 0 | 0 | 0 | 0.0031709 | 0.0015506 | 0 | 0 | 0 | 0 | 0 | 0.0020357 | 0.003547 | 0.0047215 | 0 | 0.0026514 | 0.0029312
| 1571 | 0.0026392 | 0.0003666 | 0 | 0 | 0 | 0.0013962 | 0.037998 | 0.019808 | 0 | 0 | 0 | 0 | 0.011257 | 0.0027348 | 0 | 0 | 0 | 0.0044954 | 0.02418 | -0.0010086 | -0.0002694 | 0 | 0 | 0 | 0 | 0 | 0 | 0 | 0 | 0 | 0 | 0 | 0 | 0 | 0 | 0 | 0 | 0 | 0 | 0 | 0 | 0 | -0.00049245 | -0.0010927 | 0 | 0 | 0 | 0 | 0.062208 | 0.041389 | 0 | -0.0015852 | 0.073194 | 0.027397 | 0
| 1572 | 0 | 0 | 0 | 0 | 0 | 0 | 0 | 0 | 0 | 0 | 0 | 0 | 0 | 0 | 0 | 0 | 0 | 0 | 0 | 0 | 0 | 0 | 0 | 0 | 0 | 0 | 0 | 0 | 0 | 0 | 0 | 0 | 0 | 0 | 0 | 0 | 0 | 0 | 0 | 0 | 0 | 0 | 0 | 0 | 0 | 0 | 0 | 0 | 0 | 0 | 0 | 0 | 0 | 0 | 0
| 1573 | 0.037529 | 0.015432 | 0 | 0 | 0.0013054 | 0.011675 | 0.049194 | 0.016717 | -0.0008672 | 0 | 0 | 0 | 0.048759 | 0.029654 | -0.0009996 | 0 | -0.0001076 | 0.010636 | 0.032624 | -0.006352 | -0.0084444 | -0.00144 | 0 | 0.016092 | 0.018956 | 0.00469 | 0 | 0 | -0.0083836 | -0.014055 | -0.014972 | -0.02606 | -0.015225 | -0.035437 | -0.016104 | -0.0052618 | 0 | 0 | 0 | 0 | 0 | 0 | 0 | 0 | 0 | 0 | 0 | 0 | 0.13098 | 0.12042 | -0.11185 | 0 | 0.15402 | 0.058378 | -0.12712
| 1580 | 0 | 0 | 0 | 0 | 0 | 0 | 7.5176e-05 | 0.00015121 | 0 | 0 | 0 | 0 | 0 | 0 | 0 | 0 | 0 | 0 | 0.0050594 | 0.002507 | 0 | 0 | 0 | 0 | 0.0025761 | 0 | 0 | 0 | 0 | 0 | 0.0061866 | 0.0043368 | 0 | 0 | 0 | 0 | 0 | 0 | 0 | 0 | 0 | 0 | 0.0087222 | 0.0041856 | 0 | 0 | 0 | 0 | 0.00022639 | 0.0075664 | 0.013099 | 0.012908 | 0.00022639 | 0.010142 | 0.010523
| 2379 | 0 | 0 | 0 | 0 | 0 | 0 | 0 | 0 | 0 | 0 | 0 | 0 | 0 | 0 | 0 | 0 | 0 | 0 | 0 | 0 | 0 | 0 | 0 | 0 | 0 | 0 | 0 | 0 | 0 | 0 | 0 | 0 | 0 | 0 | 0 | 0 | 0 | 0 | 0 | 0 | 0 | 0 | 0 | 0 | 0 | 0 | 0 | 0 | 0 | 0 | 0 | 0 | 0 | 0 | 0
| 2390 | 0.0019543 | 0 | 0 | 0 | 0 | 0 | 0.014043 | 0.0059355 | 0 | 0 | 0 | 0 | 0 | 0 | 0 | 0 | 0 | 0 | 0.027304 | 0.010213 | 0 | 0 | 0 | 0 | 0.0030975 | 0 | 0 | 0 | 0 | 0 | 0.028849 | 0.022282 | 0 | 0 | 0 | 0 | 0 | 0 | 0 | 0 | 0 | 0 | 0.03597 | 0.021397 | 0 | 0 | 0 | 0 | 0.021933 | 0.037517 | 0.054228 | 0.057366 | 0.019978 | 0.040615 | 0.051131
| 2393 | 0 | 0 | 0 | 0 | 0 | 0 | 0 | 0 | 0 | 0 | 0 | 0 | 0 | 0 | 0 | 0 | 0 | 0 | 0 | 0 | 0 | 0 | 0 | 0 | 0 | 0 | 0 | 0 | 0 | 0 | 0 | 0 | 0 | 0 | 0 | 0 | 0 | 0 | 0 | 0 | 0 | 0 | 0 | 0 | 0 | 0 | 0 | 0 | 0 | 0 | 0 | 0 | 0 | 0 | 0
| 2398 | 0 | 0 | 0 | 0 | 0 | 0 | 0 | 0 | 0 | 0 | 0 | 0 | 0 | 0 | 0 | 0 | 0 | 0 | 0 | 0 | 0 | 0 | 0 | 0 | 0 | 0 | 0 | 0 | 0 | 0 | 0 | 0 | 0 | 0 | 0 | 0 | 0 | 0 | 0 | 0 | 0 | 0 | 0 | 0 | 0 | 0 | 0 | 0 | 0 | 0 | 0 | 0 | 0 | 0 | 0
| 2399 | 0.00041521 | 0 | 0 | 0 | 0.00019209 | 0.00091051 | 0.0026377 | 0.0019416 | 0 | 0 | 0 | 0 | 0 | 0 | 0 | 0 | 0.00020792 | 0.0014392 | 0.0045137 | 0.0030102 | 0 | 0.00014184 | 0 | 0 | 0.00054317 | 0 | 0 | 1.3001e-05 | 0.00025466 | 0.00088666 | 0.0049976 | 0.0038744 | 0.00030305 | 0.00011272 | 0 | 0 | 6.3935e-05 | 0 | 1.4295e-05 | 0.00075776 | 0.00018874 | 0.0011293 | 0.0048936 | 0.0036535 | 0.00042924 | 8.4223e-05 | 0 | 1.5508e-05 | 0.0060971 | 0.0093129 | 0.010985 | 0.01123 | 0.0056977 | 0.0099158 | 0.011199
| 2401 | 0 | 0 | 0 | 0 | 0 | 0 | 0 | 0 | 0 | 0 | 0 | 0 | 0 | 0 | 0 | 0 | 0 | 0 | 0 | 0 | 0 | 0 | 0 | 0 | 0 | 0 | 0 | 0 | 0 | 0 | 0 | 0 | 0 | 0 | 0 | 0 | 0 | 0 | 0 | 0 | 0 | 0 | 0 | 0 | 0 | 0 | 0 | 0 | 0 | 0 | 0 | 0 | 0 | 0 | 0
| 2404 | 0 | 0 | 0 | 0 | 0 | 0 | 0 | 0 | 0 | 0 | 0 | 0 | 0 | 0 | 0 | 0 | 0 | 0 | 0 | 0 | 0 | 0 | 0 | 0 | 0 | 0 | 0 | 0 | 0 | 0 | 0 | 0 | 0 | 0 | 0 | 0 | 0 | 0 | 0 | 0 | 0 | 0 | 0 | 0 | 0 | 0 | 0 | 0 | 0 | 0 | 0 | 0 | 0 | 0 | 0
| 2406 | 0 | 0 | 0 | 0 | 0 | 0 | 0 | 0 | 0 | 0 | 0 | 0 | 0 | 0 | 0 | 0 | 0 | 0 | 0 | 0 | 0 | 0 | 0 | 0 | 0 | 0 | 0 | 0 | 0 | 0 | 0 | 0 | 0 | 0 | 0 | 0 | 0 | 0 | 0 | 0 | 0 | 0 | 0 | 0 | 0 | 0 | 0 | 0 | 0 | 0 | 0 | 0 | 0 | 0 | 0
| 2410 | 0 | 0 | 0 | 0 | 0 | 0 | 0 | 0 | 0 | 0 | 0 | 0 | 0 | 0 | 0 | 0 | 0 | 0 | 0.0021196 | 0.0012135 | 0 | 0 | 0 | 0 | 0 | 0 | 0 | 0 | 0 | 0 | 0.0021196 | 0.002427 | 0 | 0 | 0 | 0 | 0 | 0 | 0 | 0 | 0 | 0 | 0.0054505 | 0.0024524 | 0 | 0 | 0 | 0 | 0 | 0.0033331 | 0.0045466 | 0.0079029 | 0 | 0.0033331 | 0.0045466
| 2411 | 0 | 0 | 0 | 0 | 0 | 0 | 0 | 0 | 0 | 0 | 0 | 0 | 0 | 0 | 0 | 0 | 0 | 0 | 0 | 0 | 0 | 0 | 0 | 0 | 0 | 0 | 0 | 0 | 0 | 0 | 0 | 0 | 0 | 0 | 0 | 0 | 0 | 0 | 0 | 0 | 0 | 0 | 0 | 0 | 0 | 0 | 0 | 0 | 0 | 0 | 0 | 0 | 0 | 0 | 0
| 2434 | 0 | 0 | 0 | 0 | 0 | 0 | 0 | 0 | 0 | 0 | 0 | 0 | 0 | 0 | 0 | 0 | 0 | 0 | 0 | 0 | 0 | 0 | 0 | 0 | 0 | 0 | 0 | 0 | 0 | 0 | 0 | 0 | 0 | 0 | 0 | 0 | 0 | 0 | 0 | 0 | 0 | 0 | 0 | 0 | 0 | 0 | 0 | 0 | 0 | 0 | 0 | 0 | 0 | 0 | 0
| 3109 | 0 | 0 | 0 | 0 | 0 | 0 | 0 | 0 | 0 | 0 | 0 | 0 | 0 | 0 | 0 | 0 | 0 | 0 | 0.00015668 | 0.00047179 | 0 | 0 | 0 | 0 | 0 | 0 | 0 | 0 | 0 | 0 | 0.00031335 | 0 | 0 | 0 | 0 | 0 | 0 | 0 | 0 | 0 | 0 | 0 | 0.0023546 | 0.0011009 | 0 | 0 | 0 | 0 | 0 | 0.00062847 | 0.00031335 | 0.0034555 | 0 | 0.00062847 | 0.00031335
| 3110 | 0 | 0 | 0 | 0 | 0 | 0 | 0 | 0 | 0 | 0 | 0 | 0 | 0 | 0 | 0 | 0 | 0 | 0 | 0 | 0.00048792 | 0 | 0 | 0 | 0 | 0 | 0 | 0 | 0 | 0 | 0 | 0 | 0 | 0 | 0 | 0 | 0 | 0 | 0 | 0 | 0 | 0 | 0 | 0.0043748 | 0.0014638 | 0 | 0 | 0 | 0 | 0 | 0.00048792 | 0 | 0.0058386 | 0 | 0.00048792 | 0
| 3111 | 0 | 0 | 0 | 0 | 0 | 0 | 0 | 0 | 0 | 0 | 0 | 0 | 0 | 0 | 0 | 0 | 0 | 0 | 0.00029259 | 0.00088109 | 0 | 0 | 0 | 0 | 0 | 0 | 0 | 0 | 0 | 0 | 0.00063146 | 0 | 0 | 0 | 0 | 0 | 0 | 0 | 0 | 0 | 0 | 0 | 0.0046815 | 0.002268 | 0 | 0 | 0 | 0 | 0 | 0.0011737 | 0.00063146 | 0.0069495 | 0 | 0.0011737 | 0.00063146
| 3112 | 0 | 0 | 0 | 0 | 0 | 0 | 0 | 0 | 0 | 0 | 0 | 0 | 0 | 0 | 0 | 0 | 0 | 0 | 0.00015203 | 0.0004578 | 0 | 0 | 0 | 0 | 0 | 0 | 0 | 0 | 0 | 0 | 0.00030406 | 0 | 0 | 0 | 0 | 0 | 0 | 0 | 0 | 0 | 0 | 0 | 0.0024711 | 0.0012208 | 0 | 0 | 0 | 0 | 0 | 0.00060983 | 0.00030406 | 0.0036919 | 0 | 0.00060983 | 0.00030406
| 3113 | 0 | 0 | 0 | 0 | 0 | 0 | 0 | 0 | 0 | 0 | 0 | 0 | 0 | 0 | 0 | 0 | 0 | 0 | 0 | 0 | 0 | 0 | 0 | 0 | 0 | 0 | 0 | 0 | 0 | 0 | 0 | 0 | 0 | 0 | 0 | 0 | 0 | 0 | 0 | 0 | 0 | 0 | 0 | 0 | 0 | 0 | 0 | 0 | 0 | 0 | 0 | 0 | 0 | 0 | 0
| 3114 | 0 | 0 | 0 | 0 | 0 | 0 | 0 | 0 | 0 | 0 | 0 | 0 | 0 | 0 | 0 | 0 | 0 | 0 | 0 | 0 | 0 | 0 | 0 | 0 | 0 | 0 | 0 | 0 | 0 | 0 | 0 | 0 | 0 | 0 | 0 | 0 | 0 | 0 | 0 | 0 | 0 | 0 | 0 | 0 | 0 | 0 | 0 | 0 | 0 | 0 | 0 | 0 | 0 | 0 | 0
| 3115 | 0 | 0 | 0 | 0 | 0 | 0 | 0 | 0 | 0 | 0 | 0 | 0 | 0 | 0 | 0 | 0 | 0 | 0 | 0 | 0 | 0 | 0 | 0 | 0 | 0 | 0 | 0 | 0 | 0 | 0 | 0 | 0 | 0 | 0 | 0 | 0 | 0 | 0 | 0 | 0 | 0 | 0 | 0 | 0 | 0 | 0 | 0 | 0 | 0 | 0 | 0 | 0 | 0 | 0 | 0
| 3116 | 0 | 0 | 0 | 0 | 0 | 0 | 0 | 0 | 0 | 0 | 0 | 0 | 0 | 0 | 0 | 0 | 0 | 0 | 0.0012002 | 0.00090356 | 0 | 0 | 0 | 0 | 0 | 0 | 0 | 0 | 0 | 0 | 0.0015003 | 0.00060237 | 0 | 0 | 0 | 0 | 0 | 0 | 0 | 0 | 0 | 0 | 0.0068861 | 0.0025587 | 0 | 0 | 0 | 0 | 0 | 0.0021038 | 0.0021027 | 0.0094448 | 0 | 0.0021038 | 0.0021027
| 3118 | 0.033267 | 0.02824 | 0.0064288 | 0.0021543 | 0.013425 | 0.039623 | 0.083095 | 0.046783 | 0.0004842 | 0.0041238 | 0.013837 | 0.026333 | 0.032329 | 0.047778 | 0.021159 | 0.0065805 | 0.017233 | 0.065002 | 0.084661 | 0.074226 | 0.015638 | 0.03064 | 0.022913 | 0.034234 | 0.038716 | 0.0064116 | 0.0060136 | 0.014177 | 0.013251 | 0.024788 | 0.056518 | 0.036885 | 0.023094 | 0.014338 | -0.0001874 | 0.032308 | 0.074146 | 0.042456 | 0.0060562 | 0.009749 | 0.029555 | 0.023226 | 0.054375 | 0.029178 | -0.004953 | -0.0006304 | 0.002994 | 0.042273 | 0.29779 | 0.45239 | 0.26631 | 0.30842 | 0.33936 | 0.40588 | 0.34971
| 3120 | 0 | 0 | 0 | 0 | 0 | 0 | 0 | 0 | 0 | 0 | 0 | 0 | 0 | 0 | 0 | 0 | 0 | 0 | 0 | 0 | 0 | 0 | 0 | 0 | 0 | 0 | 0 | 0 | 0 | 0 | 0 | 0 | 0 | 0 | 0 | 0 | 0 | 0 | 0 | 0 | 0 | 0 | 0 | 0 | 0 | 0 | 0 | 0 | 0 | 0 | 0 | 0 | 0 | 0 | 0
| 3122 | 0.10243 | 0.07957 | 0.087652 | 0.049525 | 0.037393 | 0.056114 | 0.065935 | 0.028627 | 0.042002 | 0.046173 | 0.051098 | 0.087147 | 0.079465 | 0.051224 | 0.059469 | 0.03479 | 0.030566 | 0.041739 | 0.035166 | 0.033427 | 0.024984 | 0.037273 | 0.034928 | 0.061686 | 0.02191 | 0.02363 | 0.028585 | 0.008998 | 0.011851 | 0.0050526 | 0.0041638 | 0.0068928 | 0.0054886 | 0.009768 | 0.010994 | 0.026731 | 0.023081 | 0.021622 | 0.010497 | 0.0057928 | 0.012697 | 0.004145 | 0.0040348 | 0.0050492 | 0.0038886 | 0.013261 | 0.0079092 | 0.019704 | 0.73367 | 0.52472 | 0.16406 | 0.13168 | 0.63261 | 0.36418 | 0.14278
| 3130 | 0 | 0 | 0 | 0.0009452 | 0.0049178 | 0.0003212 | 0 | 0 | 0.0047504 | 0.000531 | 0 | 0 | 0 | 0 | 0 | 0.000241 | 0.003388 | 0 | 0 | 0 | 0.0024538 | 0 | 0 | 0 | 0 | 0 | 0 | 0 | 0.0008306 | 0 | 0 | 0 | 0.0009564 | 0.0005404 | 0 | 0 | 0 | 0 | 0 | 0 | 0.000508 | 0 | 0 | 0 | 0 | 0 | 0 | 0 | 0.011466 | 0.0060828 | 0.0023274 | 0.000508 | 0.0092316 | 0.0032844 | 0.0020048
| 3131 | 0 | 0 | 0 | 0 | 0 | 0 | 0 | 0 | 0 | 0 | 0 | 0 | 0 | 0 | 0 | 0 | 0 | 0 | 0 | 0 | 0 | 0 | 0 | 0 | 0 | 0 | 0 | 0 | 0 | 0 | 0 | 0 | 0 | 0 | 0 | 0 | 0 | 0 | 0 | 0 | 0 | 0 | 0 | 0 | 0 | 0 | 0 | 0 | 0 | 0 | 0 | 0 | 0 | 0 | 0
| 3132 | 0 | 0 | 0 | 0 | 0 | 0 | 0 | 0 | 0 | 0 | 0 | 0 | 0 | 0 | 0 | 0 | 0 | 0 | 0 | 0 | 0 | 0 | 0 | 0 | 0 | 0 | 0 | 0 | 0 | 0 | 0 | 0 | 0 | 0 | 0 | 0 | 0 | 0 | 0 | 0 | 0 | 0 | 0 | 0 | 0 | 0 | 0 | 0 | 0 | 0 | 0 | 0 | 0 | 0 | 0
| 3136 | 0.14895 | 0.10887 | 0.071233 | 0.037413 | 0.024523 | 0.049973 | 0.0683 | 0.047252 | 0.023383 | 0.0541 | 0.039674 | 0.10639 | 0.17207 | 0.16656 | 0.050371 | 0.048245 | 0.034911 | 0.052364 | 0.049474 | 0.040518 | 0.033435 | 0.041468 | 0.035491 | 0.10654 | 0.064258 | 0.044678 | 0.033548 | 0.02451 | 0.027989 | 0.030366 | 0.028608 | 0.030496 | 0.027031 | 0.031912 | 0.060737 | 0.066388 | 0.065097 | 0.12792 | 0.1085 | 0.041381 | 0.017893 | 0.023956 | 0.025463 | 0.019095 | 0.03328 | 0.052569 | 0.078189 | 0.072071 | 0.78005 | 0.83145 | 0.47052 | 0.66541 | 0.86122 | 0.55428 | 0.63633
| 3139 | 0 | 0 | 0 | 0 | 0 | 0 | 0 | 0 | 0 | 0 | 0 | 0 | 0 | 0 | 0 | 0 | 0 | 0 | 0 | 0 | 0 | 0 | 0 | 0 | 0 | 0 | 0 | 0 | 0 | 0 | 0 | 0 | 0 | 0 | 0 | 0 | 0 | 0 | 0 | 0 | 0 | 0 | 0 | 0 | 0 | 0 | 0 | 0 | 0 | 0 | 0 | 0 | 0 | 0 | 0
| 3140 | 0 | 0 | 0 | 0 | 0 | 0 | 0 | 0 | 0 | 0 | 0 | 0 | 0 | 0 | 0 | 0 | 0 | 0 | 0 | 0 | 0 | 0 | 0 | 0 | 0 | 0 | 0 | 0 | 0 | 0 | 0 | 0 | 0 | 0 | 0 | 0 | 0 | 0 | 0 | 0 | 0 | 0 | 0 | 0 | 0 | 0 | 0 | 0 | 0 | 0 | 0 | 0 | 0 | 0 | 0
| 3142 | 0 | 0 | 0 | 0 | 0 | 0 | 0 | 0 | 0 | 0 | 0 | 0 | 0 | 0 | 0 | 0 | 0 | 0 | 0 | 0 | 0 | 0 | 0 | 0 | 0 | 0 | 0 | 0 | 0 | 0 | 0 | 0 | 0 | 0 | 0 | 0 | 0 | 0 | 0 | 0 | 0 | 0 | 0 | 0 | 0 | 0 | 0 | 0 | 0 | 0 | 0 | 0 | 0 | 0 | 0
| 3143 | 0 | 0 | 0 | 0 | 0 | 0 | 0 | 0 | 0 | 0 | 0 | 0 | 0 | 0 | 0 | 0 | 0 | 0 | 0.0022568 | 0.0012442 | 0 | 0 | 0 | 0 | -0.00051491 | 0 | 0 | 0 | 0 | 0 | 0.0019718 | 0.0016445 | 0 | 0 | 0 | 0 | 0 | 0 | 0 | 0 | 0 | 0 | 0.0046096 | 0.0018663 | 0 | 0 | 0 | 0 | 0 | 0.003501 | 0.0031014 | 0.0064759 | 0 | 0.0029861 | 0.0036163
| 3144 | 0 | 0 | 0 | 0 | 0 | 0 | 0 | 0 | 0 | 0 | 0 | 0 | 0 | 0 | 0 | 0 | 0 | 0 | 0 | 0 | 0 | 0 | 0 | 0 | 0 | 0 | 0 | 0 | 0 | 0 | 0 | 0 | 0 | 0 | 0 | 0 | 0 | 0 | 0 | 0 | 0 | 0 | 0 | 0 | 0 | 0 | 0 | 0 | 0 | 0 | 0 | 0 | 0 | 0 | 0
| 3146 | 0 | 0 | 0 | 0 | 0 | 0 | 0 | 0 | 0 | 0 | 0 | 0 | 0 | 0 | 0 | 0 | 0 | 0 | 0 | 0 | 0 | 0 | 0 | 0 | 0 | 0 | 0 | 0 | 0 | 0 | 0 | 0 | 0 | 0 | 0 | 0 | 0 | 0 | 0 | 0 | 0 | 0 | 0 | 0 | 0 | 0 | 0 | 0 | 0 | 0 | 0 | 0 | 0 | 0 | 0
| 3147 | 0 | 0 | 0 | 0 | 0 | 0 | 0 | 0 | 0 | 0 | 0 | 0 | 0 | 0 | 0 | 0 | 0 | 0 | 0 | 0 | 0 | 0 | 0 | 0 | 0 | 0 | 0 | 0 | 0 | 0 | 0 | 0 | 0 | 0 | 0 | 0 | 0 | 0 | 0 | 0 | 0 | 0 | 0 | 0 | 0 | 0 | 0 | 0 | 0 | 0 | 0 | 0 | 0 | 0 | 0
| 3148 | 0 | 0 | 0 | 0 | 0 | 0 | 0 | 0 | 0 | 0 | 0 | 0 | 0 | 0 | 0 | 0 | 0 | 0 | 0 | 0 | 0 | 0 | 0 | 0 | 0 | 0 | 0 | 0 | 0 | 0 | 0 | 0 | 0 | 0 | 0 | 0 | 0 | 0 | 0 | 0 | 0 | 0 | 0 | 0 | 0 | 0 | 0 | 0 | 0 | 0 | 0 | 0 | 0 | 0 | 0
| 3149 | 0.015089 | 0.011034 | 0 | 0 | 0.0026455 | 0.0091277 | 0.033839 | 0.029264 | 0 | 0 | 0.0008555 | 0.002845 | 0.020034 | 0.020983 | 0.0026941 | 0 | 0.0027536 | 0.0045487 | -0.015797 | -0.0048889 | 0 | 0.0015641 | 0.00059234 | 0.011295 | 0.009793 | 0.0056139 | 0.0012184 | 0.00081838 | 0.0035635 | 0.0027124 | -0.0032922 | -0.0091953 | 0.0011228 | 0.015533 | 0.012233 | 0.02876 | 0.028072 | 0.026841 | 0.013344 | 0.024343 | 0.0091223 | 0.010257 | 0.023158 | 0.0071644 | 0.0020434 | 0.016988 | 0.012516 | 0.03277 | 0.1047 | 0.043779 | 0.068881 | 0.20662 | 0.1224 | 0.018321 | 0.1496
| 3152 | 0 | 0 | 0 | 0 | 0 | 0 | 0 | 0 | 0 | 0 | 0 | 0 | 0 | 0 | 0 | 0 | 0 | 0 | 0 | 0 | 0 | 0 | 0 | 0 | 0 | 0 | 0 | 0 | 0 | 0 | 0 | 0 | 0 | 0 | 0 | 0 | 0 | 0 | 0 | 0 | 0 | 0 | 0 | 0 | 0 | 0 | 0 | 0 | 0 | 0 | 0 | 0 | 0 | 0 | 0
| 3154 | 0 | 0 | 0 | 0 | 0 | 0 | 0 | 0 | 0 | 0 | 0 | 0 | 0 | 0 | 0 | 0 | 0 | 0 | 0.001467 | 0.0010308 | 0 | 0 | 0 | 0 | 0 | 0 | 0 | 0 | 0 | 0 | 0.0013203 | 0.001178 | 0 | 0 | 0 | 0 | 0 | 0 | 0 | 0 | 0 | 0 | 0.0040063 | 0.0016198 | 0 | 0 | 0 | 0 | 0 | 0.0024978 | 0.0024983 | 0.0056261 | 0 | 0.0024978 | 0.0024983
| 3155 | 0 | 0 | 0 | 0 | 0 | 0 | 0 | 0 | 0 | 0 | 0 | 0 | 0 | 0 | 0 | 0 | 0 | 0 | 0 | 0 | 0 | 0 | 0 | 0 | 0 | 0 | 0 | 0 | 0 | 0 | 0 | 0 | 0 | 0 | 0 | 0 | 0 | 0 | 0 | 0 | 0 | 0 | 0 | 0 | 0 | 0 | 0 | 0 | 0 | 0 | 0 | 0 | 0 | 0 | 0
| 3157 | 0 | 0 | 0 | 0 | 0 | 0 | 0.0066985 | 0.0029438 | 0 | 0 | 0 | 0 | 0 | 0 | 0 | 0 | 0 | 0 | 0.020399 | 0.0097573 | 0 | 0 | 0 | 0 | 0 | 0 | 0 | 0 | 0 | 0 | 0.018987 | 0.016109 | 0 | 0 | 0 | 0 | 0 | 0 | 0 | 0 | 0 | 0 | 0.023367 | 0.015225 | 0 | 0 | 0 | 0 | 0.0096423 | 0.030156 | 0.035096 | 0.038592 | 0.0096423 | 0.030156 | 0.035096
| 3160 | 0 | 0 | 0 | 0 | 0 | 0 | 0.0029359 | 0.0011681 | 0 | 0 | 0 | 0 | 0 | 0 | 0 | 0 | 0 | 0 | 0.024835 | 0.010093 | 0 | 0 | 0 | 0 | 0 | 0 | 0 | 0 | 0 | 0 | 0.024409 | 0.020244 | 0 | 0 | 0 | 0 | 0 | 0 | 0 | 0 | 0 | 0 | 0.033622 | 0.020349 | 0 | 0 | 0 | 0 | 0.0041039 | 0.034928 | 0.044653 | 0.053971 | 0.0041039 | 0.034928 | 0.044653
| 3161 | 0 | 0 | 0 | 0 | 0 | 0 | 0.0080315 | 0.0027043 | 0 | 0 | 0 | 0 | 0 | 0 | 0 | 0 | 0 | 0 | 0.02968 | 0.013317 | 0 | 0 | 0 | 0 | 0 | 0 | 0 | 0 | 0 | 0 | 0.026609 | 0.022725 | 0 | 0 | 0 | 0 | 0 | 0 | 0 | 0 | 0 | 0 | 0.034408 | 0.022456 | 0 | 0 | 0 | 0 | 0.010736 | 0.042996 | 0.049334 | 0.056864 | 0.010736 | 0.042996 | 0.049334
| 3162 | 0 | 0 | 0 | 0 | 0 | 0 | 0 | 0 | 0 | 0 | 0 | 0 | 0 | 0 | 0 | 0 | 0 | 0 | 0.0032876 | 0.0027644 | 0 | 0 | 0 | 0 | 0 | 0 | 0 | 0 | 0 | 0 | 0.0027143 | 0.0029333 | 0 | 0 | 0 | 0 | 0 | 0 | 0 | 0 | 0 | 0 | 0.011115 | 0.0052527 | 0 | 0 | 0 | 0 | 0 | 0.0060521 | 0.0056476 | 0.016367 | 0 | 0.0060521 | 0.0056476
| 3163 | 0 | 0 | 0 | 0 | 0 | 0 | 0.00060211 | 0.00060437 | 0 | 0 | 0 | 0 | 0 | 0 | 0 | 0 | 0 | 0 | 0.014513 | 0.006775 | 0 | 0 | 0 | 0 | 0 | 0 | 0 | 0 | 0 | 0 | 0.017722 | 0.01322 | 0 | 0 | 0 | 0 | 0 | 0 | 0 | 0 | 0 | 0 | 0.022203 | 0.012652 | 0 | 0 | 0 | 0 | 0.0012065 | 0.021288 | 0.030941 | 0.034855 | 0.0012065 | 0.021288 | 0.030941
| 3168 | 0 | 0 | 0 | 0 | 0 | 0 | 0.0023277 | 0.001783 | 0 | 0 | 0 | 0 | 0 | 0 | 0 | 0 | 0 | 0 | 0.041995 | 0.017253 | 0 | 0 | 0 | 0 | 0 | 0 | 0 | 0 | 0 | 0 | 0.046144 | 0.033627 | 0 | 0 | 0 | 0 | 0 | 0 | 0 | 0 | 0 | 0 | 0.057086 | 0.032726 | 0 | 0 | 0 | 0 | 0.0041106 | 0.059248 | 0.079771 | 0.089812 | 0.0041106 | 0.059248 | 0.079771
| 3169 | 0 | 0 | 0 | 0 | 0 | 0 | 0.0040431 | 0.0011523 | 0 | 0 | 0 | 0 | 0 | 0 | 0 | 0 | 0 | 0 | 0.014644 | 0.006622 | 0 | 0 | 0 | 0 | 0 | 0 | 0 | 0 | 0 | 0 | 0.012871 | 0.011329 | 0 | 0 | 0 | 0 | 0 | 0 | 0 | 0 | 0 | 0 | 0.016868 | 0.011374 | 0 | 0 | 0 | 0 | 0.0051954 | 0.021266 | 0.0242 | 0.028241 | 0.0051954 | 0.021266 | 0.0242
| 3170 | 0 | 0 | 0 | 0 | 0 | 0 | 0.0078335 | 0.0028319 | 0 | 0 | 0 | 0 | 0 | 0 | 0 | 0 | 0 | 0 | 0.025731 | 0.01151 | 0 | 0 | 0 | 0 | 0 | 0 | 0 | 0 | 0 | 0 | 0.022601 | 0.019473 | 0 | 0 | 0 | 0 | 0 | 0 | 0 | 0 | 0 | 0 | 0.02951 | 0.019603 | 0 | 0 | 0 | 0 | 0.010665 | 0.037241 | 0.042075 | 0.049113 | 0.010665 | 0.037241 | 0.042075
| 3176 | 0 | 0 | 0 | 0 | 0 | 0 | 0 | 0 | 0 | 0 | 0 | 0 | 0 | 0 | 0 | 0 | 0 | 0 | 0 | 0 | 0 | 0 | 0 | 0 | 0 | 0 | 0 | 0 | 0 | 0 | 0 | 0 | 0 | 0 | 0 | 0 | 0 | 0 | 0 | 0 | 0 | 0 | 0 | 0 | 0 | 0 | 0 | 0 | 0 | 0 | 0 | 0 | 0 | 0 | 0
| 3782 | 0 | 0 | 0 | 0 | 0 | 0 | 0 | 0 | 0 | 0 | 0 | 0 | 0 | 0 | 0 | 0 | 0 | 0 | 0.0011514 | 0.00070765 | 0 | 0 | 0 | 0 | 0.00050798 | 0 | 0 | 0 | 0 | 0 | 0.0017271 | 0.0010293 | 0 | 0 | 0 | 0 | 0 | 0 | 0 | 0 | 0 | 0 | 0.0027505 | 0.0012223 | 0 | 0 | 0 | 0 | 0 | 0.001859 | 0.0032644 | 0.0039728 | 0 | 0.002367 | 0.0027564
| 3785 | 0 | 0 | 0 | 0 | 0 | 0 | 0 | 0 | 0 | 0 | 0 | 0 | 0 | 0 | 0 | 0 | 0 | 0 | 0.0025762 | 0.0015078 | 0 | 0 | 0 | 0 | 0.0015929 | 0 | 0 | 0 | 0 | 0 | 0.0029442 | 0.0029553 | 0 | 0 | 0 | 0 | 0 | 0 | 0 | 0 | 0 | 0 | 0.0073441 | 0.0040636 | 0 | 0 | 0 | 0 | 0 | 0.004084 | 0.0074925 | 0.011408 | 0 | 0.0056769 | 0.0058996
| 4257 | 5.1298e-05 | 0 | 0 | 0 | 0 | 0 | 0.0013917 | 0.00055457 | 0 | 0 | 0 | 0 | 0 | 0 | 0 | 0 | 0 | 0 | 0.010682 | 0.0046136 | 0 | 0 | 0 | 0 | 0.0037942 | 0 | 0 | 0 | 0 | 0 | 0.010244 | 0.0079966 | 0 | 0 | 0 | 0 | 0 | 0 | 0 | 0 | 0 | 0 | 0.014087 | 0.0080006 | 0 | 0 | 0 | 0 | 0.0019975 | 0.015296 | 0.022034 | 0.022087 | 0.0019462 | 0.01909 | 0.01824
| 5083 | 0 | 0 | 0 | 0 | 0 | 0 | 0 | 0 | 0 | 0 | 0 | 0 | 0 | 0 | 0 | 0 | 0 | 0 | 0 | 0 | 0 | 0 | 0 | 0 | 0 | 0 | 0 | 0 | 0 | 0 | 0 | 0 | 0 | 0 | 0 | 0 | 0 | 0 | 0 | 0 | 0 | 0 | 0 | 0 | 0 | 0 | 0 | 0 | 0 | 0 | 0 | 0 | 0 | 0 | 0
| 6390 | 0 | 0 | 0 | 0 | 0 | 0 | 0 | 0 | 0 | 0 | 0 | 0 | 0 | 0 | 0 | 0 | 0 | 0 | 0.00019864 | 0.00013319 | 0 | 0 | 0 | 0 | 8.7638e-05 | 0 | 0 | 0 | 0 | 0 | 0.00029796 | 0.00019815 | 0 | 0 | 0 | 0 | 0 | 0 | 0 | 0 | 0 | 0 | 0.0004966 | 0.00022198 | 0 | 0 | 0 | 0 | 0 | 0.00033183 | 0.00058375 | 0.00071858 | 0 | 0.00041947 | 0.00049611
| 6391 | 0 | 0 | 0 | 0 | 0 | 0 | 6.3601e-06 | 1.2793e-05 | 0 | 0 | 0 | 0 | 0 | 0 | 0 | 0 | 0 | 0 | 0.00020988 | 0.00010874 | 0 | 0 | 0 | 0 | 7.2154e-05 | 0 | 0 | 0 | 0 | 0 | 0.00025355 | 0.0001791 | 0 | 0 | 0 | 0 | 0 | 0 | 0 | 0 | 0 | 0 | 0.00038796 | 0.0001919 | 0 | 0 | 0 | 0 | 1.9153e-05 | 0.00031862 | 0.00050481 | 0.00057986 | 1.9153e-05 | 0.00039078 | 0.00043265
| 6565 | 0 | 0 | 0 | 0 | 0 | 0 | 0 | 0 | 0 | 0 | 0 | 0 | 0 | 0 | 0 | 0 | 0 | 0 | 0.00042597 | 0.00027541 | 0 | 0 | 0 | 0 | 0.00024163 | 0 | 0 | 0 | 0 | 0 | 0.00052559 | 0.00036721 | 0 | 0 | 0 | 0 | 0 | 0 | 0 | 0 | 0 | 0 | 0.0011258 | 0.00052021 | 0 | 0 | 0 | 0 | 0 | 0.00070138 | 0.0011344 | 0.001646 | 0 | 0.00094301 | 0.0008928
| 6776 | 0 | 0 | 0 | 0 | 0 | 0 | 0 | 0 | 0 | 0 | 0 | 0 | 0 | 0 | 0 | 0 | 0 | 0 | 0.0015238 | 0.00095753 | 0 | 0 | 0 | 0 | 0 | 0 | 0 | 0 | 0 | 0 | 0.0013545 | 0.0013596 | 0 | 0 | 0 | 0 | 0 | 0 | 0 | 0 | 0 | 0 | 0.004813 | 0.0020953 | 0 | 0 | 0 | 0 | 0 | 0.0024814 | 0.0027141 | 0.0069083 | 0 | 0.0024814 | 0.0027141
| 7138 | 0 | 0 | 0 | 0 | 0 | 0 | 0 | 0 | 0 | 0 | 0 | 0 | 0 | 0 | 0 | 0 | 0 | 0 | 0 | 0 | 0 | 0 | 0 | 0 | 0 | 0 | 0 | 0 | 0 | 0 | 0 | 0 | 0 | 0 | 0 | 0 | 0 | 0 | 0 | 0 | 0 | 0 | 0 | 0 | 0 | 0 | 0 | 0 | 0 | 0 | 0 | 0 | 0 | 0 | 0
| 7153 | 0 | 0 | 0 | 0 | 0 | 0 | 0 | 0 | 0 | 0 | 0 | 0 | 0 | 0 | 0 | 0 | 0 | 0 | 0 | 0 | 0 | 0 | 0 | 0 | 0 | 0 | 0 | 0 | 0 | 0 | 0 | 0 | 0 | 0 | 0 | 0 | 0 | 0 | 0 | 0 | 0 | 0 | 0 | 0 | 0 | 0 | 0 | 0 | 0 | 0 | 0 | 0 | 0 | 0 | 0
| 7288 | 0 | 0 | 0 | 0 | 0 | 0 | 0 | 0 | 0 | 0 | 0 | 0 | 0 | 0 | 0 | 0 | 0 | 0 | 0 | 0 | 0 | 0 | 0 | 0 | 0 | 0 | 0 | 0 | 0 | 0 | 0 | 0 | 0 | 0 | 0 | 0 | 0 | 0 | 0 | 0 | 0 | 0 | 0 | 0 | 0 | 0 | 0 | 0 | 0 | 0 | 0 | 0 | 0 | 0 | 0
| 7318 | 0 | 0 | 0 | 0 | 0 | 0 | 0 | 0 | 0 | 0 | 0 | 0 | 0 | 0 | 0 | 0 | 0 | 0 | 0 | 0 | 0 | 0 | 0 | 0 | 0 | 0 | 0 | 0 | 0 | 0 | 0 | 0 | 0 | 0 | 0 | 0 | 0 | 0 | 0 | 0 | 0 | 0 | 0 | 0 | 0 | 0 | 0 | 0 | 0 | 0 | 0 | 0 | 0 | 0 | 0
| 7690 | 0 | 0 | 0 | 0 | 0 | 0 | 0 | 0 | 0 | 0 | 0 | 0 | 0 | 0 | 0 | 0 | 0 | 0 | 0 | 0 | 0 | 0 | 0 | 0 | 0 | 0 | 0 | 0 | 0 | 0 | 0 | 0 | 0 | 0 | 0 | 0 | 0 | 0 | 0 | 0 | 0 | 0 | 0 | 0 | 0 | 0 | 0 | 0 | 0 | 0 | 0 | 0 | 0 | 0 | 0
| 7701 | 0 | 0 | 0 | 0 | 0 | 0 | 0 | 0 | 0 | 0 | 0 | 0 | 0 | 0 | 0 | 0 | 0 | 0 | 0 | 0 | 0 | 0 | 0 | 0 | 0 | 0 | 0 | 0 | 0 | 0 | 0 | 0 | 0 | 0 | 0 | 0 | 0 | 0 | 0 | 0 | 0 | 0 | 0 | 0 | 0 | 0 | 0 | 0 | 0 | 0 | 0 | 0 | 0 | 0 | 0
| 7835 | 0 | 0 | 0 | 0 | 0 | 0 | 0 | 0 | 0 | 0 | 0 | 0 | 0 | 0 | 0 | 0 | 0 | 0 | 0 | 0 | 0 | 0 | 0 | 0 | 0 | 0 | 0 | 0 | 0 | 0 | 0 | 0 | 0 | 0 | 0 | 0 | 0 | 0 | 0 | 0 | 0 | 0 | 0 | 0 | 0 | 0 | 0 | 0 | 0 | 0 | 0 | 0 | 0 | 0 | 0
| 7962 | 0.00062259 | 0 | 0 | 0 | 0.00047534 | 0.001852 | 0.0037922 | 0.0041088 | 0 | 0 | 0 | 0 | 0.00016897 | 8.8932e-06 | 0 | 0 | 0.0005283 | 0.0022459 | 0.0066687 | 0.0048524 | 2.138e-05 | 0.00084927 | 0 | 0 | 0.0011532 | 0.00033873 | 2.1685e-05 | 0.00024566 | 0.00073983 | 0.0012572 | 0.0070818 | 0.0055738 | 0.00045852 | 0.00038164 | 0 | 0.00018739 | 0.00041594 | 0.00028092 | 0.00028086 | 0.0018087 | 0.0004767 | 0.0016042 | 0.0075873 | 0.0054857 | 0.00050185 | 0.00012838 | 0 | 4.749e-05 | 0.010851 | 0.015344 | 0.017439 | 0.018618 | 0.010459 | 0.017137 | 0.018203
| 8008 | 0 | 0 | 0 | 0 | 0 | 0 | 0 | 0 | 0 | 0 | 0 | 0 | 0 | 0 | 0 | 0 | 0 | 0 | 0 | 0 | 0 | 0 | 0 | 0 | 0 | 0 | 0 | 0 | 0 | 0 | 0 | 0 | 0 | 0 | 0 | 0 | 0 | 0 | 0 | 0 | 0 | 0 | 0 | 0 | 0 | 0 | 0 | 0 | 0 | 0 | 0 | 0 | 0 | 0 | 0
| 8012 | 0 | 0 | 0 | 0 | 0 | 0 | 0.00058015 | 0.0017424 | 0 | 0 | 0 | 0 | 0 | 0 | 0 | 0 | 0 | 0 | 0.06695 | 0.037374 | 0 | 0 | 0 | 0 | 0 | 0 | 0 | 0 | 0 | 0 | 0.084149 | 0.061122 | 0 | 0 | 0 | 0 | 0 | 0 | 0 | 0 | 0 | 0 | 0.14591 | 0.075222 | 0 | 0 | 0 | 0 | 0.0023226 | 0.10432 | 0.14527 | 0.22114 | 0.0023226 | 0.10432 | 0.14527
| 10030 | 0 | 0 | 0 | 0 | 0 | 0 | 0 | 0 | 0 | 0 | 0 | 0 | 0 | 0 | 0 | 0 | 0 | 0 | 0 | 0 | 0 | 0 | 0 | 0 | 0 | 0 | 0 | 0 | 0 | 0 | 0 | 0 | 0 | 0 | 0 | 0 | 0 | 0 | 0 | 0 | 0 | 0 | 0 | 0 | 0 | 0 | 0 | 0 | 0 | 0 | 0 | 0 | 0 | 0 | 0
| 10043 | 0 | 0 | 0 | 0 | 0 | 0 | 0 | 0 | 0 | 0 | 0 | 0 | 0 | 0 | 0 | 0 | 0 | 0 | 0 | 0 | 0 | 0 | 0 | 0 | 0 | 0 | 0 | 0 | 0 | 0 | 0 | 0 | 0 | 0 | 0 | 0 | 0 | 0 | 0 | 0 | 0 | 0 | 0 | 0 | 0 | 0 | 0 | 0 | 0 | 0 | 0 | 0 | 0 | 0 | 0
| 10061 | 0 | 0 | 0 | 0 | 0 | 0 | 0 | 0 | 0 | 0 | 0 | 0 | 0 | 0 | 0 | 0 | 0 | 0 | 0 | 0 | 0 | 0 | 0 | 0 | 0 | 0 | 0 | 0 | 0 | 0 | 0 | 0 | 0 | 0 | 0 | 0 | 0 | 0 | 0 | 0 | 0 | 0 | 0 | 0 | 0 | 0 | 0 | 0 | 0 | 0 | 0 | 0 | 0 | 0 | 0
| 10099 | 0 | 0 | 0 | 0 | 0 | 0 | 0 | 0 | 0 | 0 | 0 | 0 | 0 | 0 | 0 | 0 | 0 | 0 | 0 | 0 | 0 | 0 | 0 | 0 | 0 | 0 | 0 | 0 | 0 | 0 | 0 | 0 | 0 | 0 | 0 | 0 | 0 | 0 | 0 | 0 | 0 | 0 | 0 | 0 | 0 | 0 | 0 | 0 | 0 | 0 | 0 | 0 | 0 | 0 | 0
| 10113 | 0 | 0 | 0 | 0 | 0 | 0 | 0 | 0 | 0 | 0 | 0 | 0 | 0 | 0 | 0 | 0 | 0 | 0 | 0 | 0 | 0 | 0 | 0 | 0 | 0 | 0 | 0 | 0 | 0 | 0 | 0 | 0 | 0 | 0 | 0 | 0 | 0 | 0 | 0 | 0 | 0 | 0 | 0 | 0 | 0 | 0 | 0 | 0 | 0 | 0 | 0 | 0 | 0 | 0 | 0
| 10118 | 0 | 0 | 0 | 0 | 0 | 0 | 0 | 0 | 0 | 0 | 0 | 0 | 0 | 0 | 0 | 0 | 0 | 0 | 0 | 0 | 0 | 0 | 0 | 0 | 0 | 0 | 0 | 0 | 0 | 0 | 0 | 0 | 0 | 0 | 0 | 0 | 0 | 0 | 0 | 0 | 0 | 0 | 0 | 0 | 0 | 0 | 0 | 0 | 0 | 0 | 0 | 0 | 0 | 0 | 0
| 10122 | 0 | 0 | 0 | 0 | 0 | 0 | 0 | 0 | 0 | 0 | 0 | 0 | 0 | 0 | 0 | 0 | 0 | 0 | 0 | 0 | 0 | 0 | 0 | 0 | 0 | 0 | 0 | 0 | 0 | 0 | 0 | 0 | 0 | 0 | 0 | 0 | 0 | 0 | 0 | 0 | 0 | 0 | 0 | 0 | 0 | 0 | 0 | 0 | 0 | 0 | 0 | 0 | 0 | 0 | 0
| 10123 | 0 | 0 | 0 | 0 | 0 | 0 | 0 | 0 | 0 | 0 | 0 | 0 | 0 | 0 | 0 | 0 | 0 | 0 | 0 | 0 | 0 | 0 | 0 | 0 | 0 | 0 | 0 | 0 | 0 | 0 | 0 | 0 | 0 | 0 | 0 | 0 | 0 | 0 | 0 | 0 | 0 | 0 | 0 | 0 | 0 | 0 | 0 | 0 | 0 | 0 | 0 | 0 | 0 | 0 | 0
| 10129 | 0 | 0 | 0 | 0 | 0 | 0 | 0 | 0 | 0 | 0 | 0 | 0 | 0 | 0 | 0 | 0 | 0 | 0 | 0 | 0 | 0 | 0 | 0 | 0 | 0 | 0 | 0 | 0 | 0 | 0 | 0 | 0 | 0 | 0 | 0 | 0 | 0 | 0 | 0 | 0 | 0 | 0 | 0 | 0 | 0 | 0 | 0 | 0 | 0 | 0 | 0 | 0 | 0 | 0 | 0
| 10224 | 0 | 0 | 0 | 0 | 0 | 0 | 0 | 0 | 0 | 0 | 0 | 0 | 0 | 0 | 0 | 0 | 0 | 0 | 0 | 0 | 0 | 0 | 0 | 0 | 0 | 0 | 0 | 0 | 0 | 0 | 0 | 0 | 0 | 0 | 0 | 0 | 0 | 0 | 0 | 0 | 0 | 0 | 0 | 0 | 0 | 0 | 0 | 0 | 0 | 0 | 0 | 0 | 0 | 0 | 0
| 10302 | 0 | 0 | 0 | 0 | 0 | 0 | 0 | 0 | 0 | 0 | 0 | 0 | 0 | 0 | 0 | 0 | 0 | 0 | 0 | 0 | 0 | 0 | 0 | 0 | 0 | 0 | 0 | 0 | 0 | 0 | 0 | 0 | 0 | 0 | 0 | 0 | 0 | 0 | 0 | 0 | 0 | 0 | 0 | 0 | 0 | 0 | 0 | 0 | 0 | 0 | 0 | 0 | 0 | 0 | 0
| 10308 | 0 | 0 | 0 | 0 | 0 | 0 | 0 | 0 | 0 | 0 | 0 | 0 | 0 | 0 | 0 | 0 | 0 | 0 | 0 | 0 | 0 | 0 | 0 | 0 | 0 | 0 | 0 | 0 | 0 | 0 | 0 | 0 | 0 | 0 | 0 | 0 | 0 | 0 | 0 | 0 | 0 | 0 | 0 | 0 | 0 | 0 | 0 | 0 | 0 | 0 | 0 | 0 | 0 | 0 | 0
| 10343 | 0 | 0 | 0 | 0 | 0 | 0 | 0 | 0 | 0 | 0 | 0 | 0 | 0 | 0 | 0 | 0 | 0 | 0 | 0 | 0 | 0 | 0 | 0 | 0 | 0 | 0 | 0 | 0 | 0 | 0 | 0 | 0 | 0 | 0 | 0 | 0 | 0 | 0 | 0 | 0 | 0 | 0 | 0 | 0 | 0 | 0 | 0 | 0 | 0 | 0 | 0 | 0 | 0 | 0 | 0
| 10435 | 0 | 0 | 0 | 0 | 0 | 0 | 0 | 0 | 0 | 0 | 0 | 0 | 0 | 0 | 0 | 0 | 0 | 0 | 0 | 0 | 0 | 0 | 0 | 0 | 0 | 0 | 0 | 0 | 0 | 0 | 0 | 0 | 0 | 0 | 0 | 0 | 0 | 0 | 0 | 0 | 0 | 0 | 0 | 0 | 0 | 0 | 0 | 0 | 0 | 0 | 0 | 0 | 0 | 0 | 0
| 10566 | 0 | 0 | 0 | 0 | 0 | 0 | 0 | 0 | 0 | 0 | 0 | 0 | 0 | 0 | 0 | 0 | 0 | 0 | 0 | 0 | 0 | 0 | 0 | 0 | 0 | 0 | 0 | 0 | 0 | 0 | 0 | 0 | 0 | 0 | 0 | 0 | 0 | 0 | 0 | 0 | 0 | 0 | 0 | 0 | 0 | 0 | 0 | 0 | 0 | 0 | 0 | 0 | 0 | 0 | 0
| 10603 | 0 | 0 | 0 | 0 | 0 | 0 | 0 | 0 | 0 | 0 | 0 | 0 | 0 | 0 | 0 | 0 | 0 | 0 | 0 | 0 | 0 | 0 | 0 | 0 | 0 | 0 | 0 | 0 | 0 | 0 | 0 | 0 | 0 | 0 | 0 | 0 | 0 | 0 | 0 | 0 | 0 | 0 | 0 | 0 | 0 | 0 | 0 | 0 | 0 | 0 | 0 | 0 | 0 | 0 | 0
| 10629 | 0 | 0 | 0 | 0 | 0 | 0 | 0 | 0 | 0 | 0 | 0 | 0 | 0 | 0 | 0 | 0 | 0 | 0 | 0 | 0 | 0 | 0 | 0 | 0 | 0 | 0 | 0 | 0 | 0 | 0 | 0 | 0 | 0 | 0 | 0 | 0 | 0 | 0 | 0 | 0 | 0 | 0 | 0 | 0 | 0 | 0 | 0 | 0 | 0 | 0 | 0 | 0 | 0 | 0 | 0
| 10643 | 0 | 0 | 0 | 0 | 0 | 0 | 0 | 0 | 0 | 0 | 0 | 0 | 0 | 0 | 0 | 0 | 0 | 0 | 0 | 0 | 0 | 0 | 0 | 0 | 0 | 0 | 0 | 0 | 0 | 0 | 0 | 0 | 0 | 0 | 0 | 0 | 0 | 0 | 0 | 0 | 0 | 0 | 0 | 0 | 0 | 0 | 0 | 0 | 0 | 0 | 0 | 0 | 0 | 0 | 0
| 10693 | 0 | 0 | 0 | 0 | 0 | 0 | 0 | 0 | 0 | 0 | 0 | 0 | 0 | 0 | 0 | 0 | 0 | 0 | 0 | 0 | 0 | 0 | 0 | 0 | 0 | 0 | 0 | 0 | 0 | 0 | 0 | 0 | 0 | 0 | 0 | 0 | 0 | 0 | 0 | 0 | 0 | 0 | 0 | 0 | 0 | 0 | 0 | 0 | 0 | 0 | 0 | 0 | 0 | 0 | 0
| 10746 | 0 | 0 | 0 | 0 | 0 | 0 | 0 | 0 | 0 | 0 | 0 | 0 | 0 | 0 | 0 | 0 | 0 | 0 | 0 | 0 | 0 | 0 | 0 | 0 | 0 | 0 | 0 | 0 | 0 | 0 | 0 | 0 | 0 | 0 | 0 | 0 | 0 | 0 | 0 | 0 | 0 | 0 | 0 | 0 | 0 | 0 | 0 | 0 | 0 | 0 | 0 | 0 | 0 | 0 | 0
| 10751 | 0 | 0 | 0 | 0 | 0 | 0 | 0 | 0 | 0 | 0 | 0 | 0 | 0 | 0 | 0 | 0 | 0 | 0 | 0 | 0 | 0 | 0 | 0 | 0 | 0 | 0 | 0 | 0 | 0 | 0 | 0 | 0 | 0 | 0 | 0 | 0 | 0 | 0 | 0 | 0 | 0 | 0 | 0 | 0 | 0 | 0 | 0 | 0 | 0 | 0 | 0 | 0 | 0 | 0 | 0
| 10805 | 0 | 0 | 0 | 0 | 0 | 0 | 0 | 0 | 0 | 0 | 0 | 0 | 0 | 0 | 0 | 0 | 0 | 0 | 0 | 0 | 0 | 0 | 0 | 0 | 0 | 0 | 0 | 0 | 0 | 0 | 0 | 0 | 0 | 0 | 0 | 0 | 0 | 0 | 0 | 0 | 0 | 0 | 0 | 0 | 0 | 0 | 0 | 0 | 0 | 0 | 0 | 0 | 0 | 0 | 0
| 10870 | 0 | 0 | 0 | 0 | 0 | 0 | 0 | 0 | 0 | 0 | 0 | 0 | 0 | 0 | 0 | 0 | 0 | 0 | 0 | 0 | 0 | 0 | 0 | 0 | 0 | 0 | 0 | 0 | 0 | 0 | 0 | 0 | 0 | 0 | 0 | 0 | 0 | 0 | 0 | 0 | 0 | 0 | 0 | 0 | 0 | 0 | 0 | 0 | 0 | 0 | 0 | 0 | 0 | 0 | 0
| 50094 | 0 | 0 | 0 | 0 | 0 | 0 | 0 | 0 | 0 | 0 | 0 | 0 | 0 | 0 | 0 | 0 | 0 | 0 | 0 | 0 | 0 | 0 | 0 | 0 | 0 | 0 | 0 | 0 | 0 | 0 | 0 | 0 | 0 | 0 | 0 | 0 | 0 | 0 | 0 | 0 | 0 | 0 | 0 | 0 | 0 | 0 | 0 | 0 | 0 | 0 | 0 | 0 | 0 | 0 | 0
| 50215 | 0 | 0 | 0 | 0 | 0 | 0 | 0 | 0 | 0 | 0 | 0 | 0 | 0 | 0 | 0 | 0 | 0 | 0 | 0 | 0 | 0 | 0 | 0 | 0 | 0 | 0 | 0 | 0 | 0 | 0 | 0 | 0 | 0 | 0 | 0 | 0 | 0 | 0 | 0 | 0 | 0 | 0 | 0 | 0 | 0 | 0 | 0 | 0 | 0 | 0 | 0 | 0 | 0 | 0 | 0
| 50279 | 0 | 0 | 0 | 0 | 0 | 0 | 0 | 0 | 0 | 0 | 0 | 0 | 0 | 0 | 0 | 0 | 0 | 0 | 0 | 0 | 0 | 0 | 0 | 0 | 0 | 0 | 0 | 0 | 0 | 0 | 0 | 0 | 0 | 0 | 0 | 0 | 0 | 0 | 0 | 0 | 0 | 0 | 0 | 0 | 0 | 0 | 0 | 0 | 0 | 0 | 0 | 0 | 0 | 0 | 0
| 50373 | 0 | 0 | 0 | 0 | 0 | 0 | 0 | 0 | 0 | 0 | 0 | 0 | 0 | 0 | 0 | 0 | 0 | 0 | 0 | 0 | 0 | 0 | 0 | 0 | 0 | 0 | 0 | 0 | 0 | 0 | 0 | 0 | 0 | 0 | 0 | 0 | 0 | 0 | 0 | 0 | 0 | 0 | 0 | 0 | 0 | 0 | 0 | 0 | 0 | 0 | 0 | 0 | 0 | 0 | 0
| 50385 | 0 | 0 | 0 | 0 | 0 | 0 | 0 | 0 | 0 | 0 | 0 | 0 | 0 | 0 | 0 | 0 | 0 | 0 | 0 | 0 | 0 | 0 | 0 | 0 | 0 | 0 | 0 | 0 | 0 | 0 | 0 | 0 | 0 | 0 | 0 | 0 | 0 | 0 | 0 | 0 | 0 | 0 | 0 | 0 | 0 | 0 | 0 | 0 | 0 | 0 | 0 | 0 | 0 | 0 | 0
| 50411 | 0 | 0 | 0 | 0 | 0 | 0 | 0 | 0 | 0 | 0 | 0 | 0 | 0 | 0 | 0 | 0 | 0 | 0 | 0 | 0 | 0 | 0 | 0 | 0 | 0 | 0 | 0 | 0 | 0 | 0 | 0 | 0 | 0 | 0 | 0 | 0 | 0 | 0 | 0 | 0 | 0 | 0 | 0 | 0 | 0 | 0 | 0 | 0 | 0 | 0 | 0 | 0 | 0 | 0 | 0
| 50463 | 0 | 0 | 0 | 0 | 0 | 0 | 0 | 0 | 0 | 0 | 0 | 0 | 0 | 0 | 0 | 0 | 0 | 0 | 0 | 0 | 0 | 0 | 0 | 0 | 0 | 0 | 0 | 0 | 0 | 0 | 0 | 0 | 0 | 0 | 0 | 0 | 0 | 0 | 0 | 0 | 0 | 0 | 0 | 0 | 0 | 0 | 0 | 0 | 0 | 0 | 0 | 0 | 0 | 0 | 0
| 50497 | 0 | 0 | 0 | 0 | 0 | 0 | 0 | 0 | 0 | 0 | 0 | 0 | 0 | 0 | 0 | 0 | 0 | 0 | 0 | 0 | 0 | 0 | 0 | 0 | 0 | 0 | 0 | 0 | 0 | 0 | 0 | 0 | 0 | 0 | 0 | 0 | 0 | 0 | 0 | 0 | 0 | 0 | 0 | 0 | 0 | 0 | 0 | 0 | 0 | 0 | 0 | 0 | 0 | 0 | 0
| 50561 | 0 | 0 | 0 | 0 | 0 | 0 | 0 | 0 | 0 | 0 | 0 | 0 | 0 | 0 | 0 | 0 | 0 | 0 | 0 | 0 | 0 | 0 | 0 | 0 | 0 | 0 | 0 | 0 | 0 | 0 | 0 | 0 | 0 | 0 | 0 | 0 | 0 | 0 | 0 | 0 | 0 | 0 | 0 | 0 | 0 | 0 | 0 | 0 | 0 | 0 | 0 | 0 | 0 | 0 | 0
| 50611 | 0.00027092 | 0 | 0 | 0.00017464 | 0.0016503 | 0.0039329 | 0.00067806 | 0.00033904 | 0.0055401 | 0.00030756 | 0.00032012 | 0.00081056 | 0.00027112 | 0 | 0 | 5.876e-05 | 0.00099022 | 0.0033904 | 0.00061028 | 0.00027122 | 0.0039044 | 0 | 0.0001922 | 0.00026936 | 0.00013552 | 0 | 0 | 0 | 0.00035798 | 0.0038628 | 0.00047464 | 6.78e-05 | 0.0039109 | 0.00012408 | 0 | 0 | 0 | 0 | 0 | 0 | 0.00018062 | 0.0029828 | 0.0001356 | 6.78e-05 | 0.0031418 | 0 | 0 | 0 | 0.014024 | 0.009958 | 0.0089338 | 0.0065087 | 0.013248 | 0.0091314 | 0.0086209
| 50628 | 0 | 0 | 0.00027848 | 0.0012334 | 0.0012791 | 0.0013304 | 0.0020931 | 0.0023782 | 0.0010325 | 0.00098157 | 0.00083957 | 5.3009e-05 | 3.5462e-05 | 3.5367e-05 | 0.00080402 | 0.00078346 | 0.0010771 | 0.0015533 | 0.0024027 | 0.0028136 | 0.0011425 | 0.00099863 | 0.0011772 | 0.000687 | 3.545e-05 | 0.00010617 | 0.00047773 | 0.00093811 | 0.0014589 | 0.0014537 | 0.0024719 | 0.0028204 | 0.0014488 | 0.0012193 | 0.00078499 | 0.0009035 | 0.00030149 | 0.00017668 | 0.00060767 | 0.0016302 | 0.0014862 | 0.001933 | 0.0023114 | 0.0027317 | 0.0011444 | 0.0011507 | 0.00071864 | 0.0012926 | 0.011499 | 0.01351 | 0.014119 | 0.015485 | 0.011444 | 0.013791 | 0.015305
| 50657 | 0 | 0 | 0 | 0 | 0 | 0 | 0 | 0 | 0 | 0 | 0 | 0 | 0 | 0 | 0 | 0 | 0 | 0 | 0 | 0 | 0 | 0 | 0 | 0 | 0 | 0 | 0 | 0 | 0 | 0 | 0 | 0 | 0 | 0 | 0 | 0 | 0 | 0 | 0 | 0 | 0 | 0 | 0 | 0 | 0 | 0 | 0 | 0 | 0 | 0 | 0 | 0 | 0 | 0 | 0
| 50776 | 0.00092662 | 0 | 0 | 0.0014619 | 0.0015393 | 0.0010165 | 0.0012466 | 0.0025801 | 0.0013822 | 0.0013693 | 0.0025572 | 0.00077294 | 0.00063508 | 0 | 0 | 0.00084508 | 0.0017474 | 0.0023989 | -0.00023798 | 0.0010176 | 0.0020391 | 0.0023347 | 0.00030276 | 0.00064604 | 0.0004469 | 0 | 0 | 0.0013178 | 0.0024554 | 0.0016661 | 0.00033074 | 3.026e-05 | 0.0032591 | 0.0001488 | 0 | 8.12e-05 | 0 | 0 | 0 | 0 | 0.00079426 | 0.0029099 | 0.000598 | 0.00054504 | 0.0024184 | 0 | 0 | 1.968e-05 | 0.014853 | 0.011729 | 0.0097362 | 0.0072853 | 0.014152 | 0.012721 | 0.0063105
| 50799 | 0 | 0 | 0 | 0 | 0 | 0 | 0 | 0 | 0 | 0 | 0 | 0 | 0 | 0 | 0 | 0 | 0 | 0 | 0 | 0 | 0 | 0 | 0 | 0 | 0 | 0 | 0 | 0 | 0 | 0 | 0 | 0 | 0 | 0 | 0 | 0 | 0 | 0 | 0 | 0 | 0 | 0 | 0 | 0 | 0 | 0 | 0 | 0 | 0 | 0 | 0 | 0 | 0 | 0 | 0
| 50852 | 0 | 0 | 0 | 0 | 0 | 0 | 0 | 0 | 0 | 0 | 0 | 0 | 0 | 0 | 0 | 0 | 0 | 0 | 0 | 0 | 0 | 0 | 0 | 0 | 0 | 0 | 0 | 0 | 0 | 0 | 0 | 0 | 0 | 0 | 0 | 0 | 0 | 0 | 0 | 0 | 0 | 0 | 0 | 0 | 0 | 0 | 0 | 0 | 0 | 0 | 0 | 0 | 0 | 0 | 0
| 50859 | 0 | 0 | 0 | 0 | 0 | 0 | 0 | 0 | 0 | 0 | 0 | 0 | 0 | 0 | 0 | 0 | 0 | 0 | 0 | 0 | 0 | 0 | 0 | 0 | 0 | 0 | 0 | 0 | 0 | 0 | 0 | 0 | 0 | 0 | 0 | 0 | 0 | 0 | 0 | 0 | 0 | 0 | 0 | 0 | 0 | 0 | 0 | 0 | 0 | 0 | 0 | 0 | 0 | 0 | 0
| 50885 | 0 | 0 | 0 | 0 | 0 | 0 | 0 | 0 | 2e-08 | 0 | 0 | 0 | 0 | 0 | 0 | 0 | 0 | 0 | 0 | 0 | 0 | 0 | 0 | 0 | 0 | 0 | 0 | 0 | 0 | 0 | 0 | 0 | 0 | 0 | 0 | 0 | 0 | 0 | 0 | 0 | 0 | 0 | 0 | 0 | 0 | 0 | 0 | 0 | 2e-08 | 0 | 0 | 0 | 2e-08 | 0 | 0
| 50888 | 0 | 0 | 0 | 0 | 0 | 0 | 0 | 0 | 0 | 0 | 0 | 0 | 0 | 0 | 0 | 0 | 0 | 0 | 0 | 0 | 0 | 0 | 0 | 0 | 0 | 0 | 0 | 0 | 0 | 0 | 0 | 0 | 0 | 0 | 0 | 0 | 0 | 0 | 0 | 0 | 0 | 0 | 0 | 0 | 0 | 0 | 0 | 0 | 0 | 0 | 0 | 0 | 0 | 0 | 0
| 50960 | 0 | 0 | 0 | 0 | 0 | 0 | 0 | 0 | 0 | 0 | 0 | 0 | 0 | 0 | 0 | 0 | 0 | 0 | 0 | 0 | 0 | 0 | 0 | 0 | 0 | 0 | 0 | 0 | 0 | 0 | 0 | 0 | 0 | 0 | 0 | 0 | 0 | 0 | 0 | 0 | 0 | 0 | 0 | 0 | 0 | 0 | 0 | 0 | 0 | 0 | 0 | 0 | 0 | 0 | 0
| 50974 | 0 | 0 | 0 | 0 | 0 | 0 | 0 | 0 | 0 | 0 | 0 | 0 | 0 | 0 | 0 | 0 | 0 | 0 | 0 | 0 | 0 | 0 | 0 | 0 | 0 | 0 | 0 | 0 | 0 | 0 | 0 | 0 | 0 | 0 | 0 | 0 | 0 | 0 | 0 | 0 | 0 | 0 | 0 | 0 | 0 | 0 | 0 | 0 | 0 | 0 | 0 | 0 | 0 | 0 | 0
| 52149 | 0 | 0 | 0 | 0 | 0 | 0 | 0 | 0 | 0 | 0 | 0 | 0 | 0 | 0 | 0 | 0 | 0 | 0 | 0 | 0 | 0 | 0 | 0 | 0 | 0 | 0 | 0 | 0 | 0 | 0 | 0 | 0 | 0 | 0 | 0 | 0 | 0 | 0 | 0 | 0 | 0 | 0 | 0 | 0 | 0 | 0 | 0 | 0 | 0 | 0 | 0 | 0 | 0 | 0 | 0
| 52193 | 0 | 0 | 0 | 0 | 0 | 0 | 0 | 0 | 0 | 0 | 0 | 0 | 0 | 0 | 0 | 0 | 0 | 0 | 0 | 0 | 0 | 0 | 0 | 0 | 0 | 0 | 0 | 0 | 0 | 0 | 0 | 0 | 0 | 0 | 0 | 0 | 0 | 0 | 0 | 0 | 0 | 0 | 0 | 0 | 0 | 0 | 0 | 0 | 0 | 0 | 0 | 0 | 0 | 0 | 0
| 54250 | 0 | 0 | 0 | 0 | 0 | 0 | 0 | 0 | 0 | 0 | 0 | 0 | 0 | 0 | 0 | 0 | 0 | 0 | 0 | 0 | 0 | 0 | 0 | 0 | 0 | 0 | 0 | 0 | 0 | 0 | 0 | 0 | 0 | 0 | 0 | 0 | 0 | 0 | 0 | 0 | 0 | 0 | 0 | 0 | 0 | 0 | 0 | 0 | 0 | 0 | 0 | 0 | 0 | 0 | 0
| 54333 | 0 | 0 | 0 | 0 | 0 | 0 | 0 | 0 | 0 | 0 | 0 | 0 | 0 | 0 | 0 | 0 | 0 | 0 | 0 | 0 | 0 | 0 | 0 | 0 | 0 | 0 | 0 | 0 | 0 | 0 | 0 | 0 | 0 | 0 | 0 | 0 | 0 | 0 | 0 | 0 | 0 | 0 | 0 | 0 | 0 | 0 | 0 | 0 | 0 | 0 | 0 | 0 | 0 | 0 | 0
| 54569 | 0 | 0 | 0 | 0 | 0 | 0 | 0 | 0 | 0 | 0 | 0 | 0 | 0 | 0 | 0 | 0 | 0 | 0 | 0 | 0 | 0 | 0 | 0 | 0 | 0 | 0 | 0 | 0 | 0 | 0 | 0 | 0 | 0 | 0 | 0 | 0 | 0 | 0 | 0 | 0 | 0 | 0 | 0 | 0 | 0 | 0 | 0 | 0 | 0 | 0 | 0 | 0 | 0 | 0 | 0
| 54625 | 0 | 0 | 0 | 0 | 0 | 0 | 0 | 0 | 0 | 0 | 0 | 0 | 0 | 0 | 0 | 0 | 0 | 0 | 0 | 0 | 0 | 0 | 0 | 0 | 0 | 0 | 0 | 0 | 0 | 0 | 0 | 0 | 0 | 0 | 0 | 0 | 0 | 0 | 0 | 0 | 0 | 0 | 0 | 0 | 0 | 0 | 0 | 0 | 0 | 0 | 0 | 0 | 0 | 0 | 0
| 54634 | 0 | 0 | 0 | 0 | 0 | 0 | 0 | 0 | 0 | 0 | 0 | 0 | 0 | 0 | 0 | 0 | 0 | 0 | 0 | 0 | 0 | 0 | 0 | 0 | 0 | 0 | 0 | 0 | 0 | 0 | 0 | 0 | 0 | 0 | 0 | 0 | 0 | 0 | 0 | 0 | 0 | 0 | 0 | 0 | 0 | 0 | 0 | 0 | 0 | 0 | 0 | 0 | 0 | 0 | 0
| 54640 | 0 | 0 | 0 | 0 | 0 | 0 | 0 | 0 | 0 | 0 | 0 | 0 | 0 | 0 | 0 | 0 | 0 | 0 | 0 | 0 | 0 | 0 | 0 | 0 | 0 | 0 | 0 | 0 | 0 | 0 | 0 | 0 | 0 | 0 | 0 | 0 | 0 | 0 | 0 | 0 | 0 | 0 | 0 | 0 | 0 | 0 | 0 | 0 | 0 | 0 | 0 | 0 | 0 | 0 | 0
| 54693 | 0 | 0 | 0 | 0 | 0 | 0 | 0 | 0 | 0 | 0 | 0 | 0 | 0 | 0 | 0 | 0 | 0 | 0 | 0 | 0 | 0 | 0 | 0 | 0 | 0 | 0 | 0 | 0 | 0 | 0 | 0 | 0 | 0 | 0 | 0 | 0 | 0 | 0 | 0 | 0 | 0 | 0 | 0 | 0 | 0 | 0 | 0 | 0 | 0 | 0 | 0 | 0 | 0 | 0 | 0
| 54708 | 0 | 0 | 0 | 0 | 0 | 0 | 0 | 0 | 0 | 0 | 0 | 0 | 0 | 0 | 0 | 0 | 0 | 0 | 0 | 0 | 0 | 0 | 0 | 0 | 0 | 0 | 0 | 0 | 0 | 0 | 0 | 0 | 0 | 0 | 0 | 0 | 0 | 0 | 0 | 0 | 0 | 0 | 0 | 0 | 0 | 0 | 0 | 0 | 0 | 0 | 0 | 0 | 0 | 0 | 0
| 54746 | 0 | 0 | 0 | 0 | 0 | 0 | 0 | 0 | 0 | 0 | 0 | 0 | 0 | 0 | 0 | 0 | 0 | 0 | 0 | 0 | 0 | 0 | 0 | 0 | 0 | 0 | 0 | 0 | 0 | 0 | 0 | 0 | 0 | 0 | 0 | 0 | 0 | 0 | 0 | 0 | 0 | 0 | 0 | 0 | 0 | 0 | 0 | 0 | 0 | 0 | 0 | 0 | 0 | 0 | 0
| 54785 | 0 | 0 | 0 | 0 | 0 | 0 | 0 | 0 | 0 | 0 | 0 | 0 | 0 | 0 | 0 | 0 | 0 | 0 | 0 | 0 | 0 | 0 | 0 | 0 | 0 | 0 | 0 | 0 | 0 | 0 | 0 | 0 | 0 | 0 | 0 | 0 | 0 | 0 | 0 | 0 | 0 | 0 | 0 | 0 | 0 | 0 | 0 | 0 | 0 | 0 | 0 | 0 | 0 | 0 | 0
| 54795 | 0 | 0 | 0 | 0 | 0 | 0 | 0 | 0 | 0 | 0 | 0 | 0 | 0 | 0 | 0 | 0 | 0 | 0 | 0 | 0 | 0 | 0 | 0 | 0 | 0 | 0 | 0 | 0 | 0 | 0 | 0 | 0 | 0 | 0 | 0 | 0 | 0 | 0 | 0 | 0 | 0 | 0 | 0 | 0 | 0 | 0 | 0 | 0 | 0 | 0 | 0 | 0 | 0 | 0 | 0
| 54829 | 0 | 0 | 0 | 0 | 0 | 0 | 0 | 0 | 0 | 0 | 0 | 0 | 0 | 0 | 0 | 0 | 0 | 0 | 0 | 0 | 0 | 0 | 0 | 0 | 0 | 0 | 0 | 0 | 0 | 0 | 0 | 0 | 0 | 0 | 0 | 0 | 0 | 0 | 0 | 0 | 0 | 0 | 0 | 0 | 0 | 0 | 0 | 0 | 0 | 0 | 0 | 0 | 0 | 0 | 0
| 54832 | 0 | 0 | 0 | 0 | 0 | 0 | 0 | 0 | 0 | 0 | 0 | 0 | 0 | 0 | 0 | 0 | 0 | 0 | 0 | 0 | 0 | 0 | 0 | 0 | 0 | 0 | 0 | 0 | 0 | 0 | 0 | 0 | 0 | 0 | 0 | 0 | 0 | 0 | 0 | 0 | 0 | 0 | 0 | 0 | 0 | 0 | 0 | 0 | 0 | 0 | 0 | 0 | 0 | 0 | 0
| 54934 | 0 | 0 | 0 | 0 | 0 | 0 | 0 | 0 | 0 | 0 | 0 | 0 | 0 | 0 | 0 | 0 | 0 | 0 | 0 | 0 | 0 | 0 | 0 | 0 | 0 | 0 | 0 | 0 | 0 | 0 | 0 | 0 | 0 | 0 | 0 | 0 | 0 | 0 | 0 | 0 | 0 | 0 | 0 | 0 | 0 | 0 | 0 | 0 | 0 | 0 | 0 | 0 | 0 | 0 | 0
| 54980 | 0 | 0 | 0 | 0 | 0 | 0 | 0 | 0 | 0 | 0 | 0 | 0 | 0 | 0 | 0 | 0 | 0 | 0 | 0 | 0 | 0 | 0 | 0 | 0 | 0 | 0 | 0 | 0 | 0 | 0 | 0 | 0 | 0 | 0 | 0 | 0 | 0 | 0 | 0 | 0 | 0 | 0 | 0 | 0 | 0 | 0 | 0 | 0 | 0 | 0 | 0 | 0 | 0 | 0 | 0
| 55074 | 0 | 0 | 0 | 0 | 0 | 0 | 0 | 0 | 0 | 0 | 0 | 0 | 0 | 0 | 0 | 0 | 0 | 0 | 0 | 0 | 0 | 0 | 0 | 0 | 0 | 0 | 0 | 0 | 0 | 0 | 0 | 0 | 0 | 0 | 0 | 0 | 0 | 0 | 0 | 0 | 0 | 0 | 0 | 0 | 0 | 0 | 0 | 0 | 0 | 0 | 0 | 0 | 0 | 0 | 0
| 55193 | 0 | 0 | 0 | 0 | 0 | 0 | 0 | 0 | 0 | 0 | 0 | 0 | 0 | 0 | 0 | 0 | 0 | 0 | 0 | 0 | 0 | 0 | 0 | 0 | 0 | 0 | 0 | 0 | 0 | 0 | 0 | 0 | 0 | 0 | 0 | 0 | 0 | 0 | 0 | 0 | 0 | 0 | 0 | 0 | 0 | 0 | 0 | 0 | 0 | 0 | 0 | 0 | 0 | 0 | 0
| 55231 | 0 | 0 | 0 | 0 | 0 | 0 | 0 | 0 | 0 | 0 | 0 | 0 | 0 | 0 | 0 | 0 | 0 | 0 | 0 | 0 | 0 | 0 | 0 | 0 | 0 | 0 | 0 | 0 | 0 | 0 | 0 | 0 | 0 | 0 | 0 | 0 | 0 | 0 | 0 | 0 | 0 | 0 | 0 | 0 | 0 | 0 | 0 | 0 | 0 | 0 | 0 | 0 | 0 | 0 | 0
| 55233 | 0 | 0 | 0 | 0 | 0 | 0 | 0 | 0 | 0 | 0 | 0 | 0 | 0 | 0 | 0 | 0 | 0 | 0 | 0 | 0 | 0 | 0 | 0 | 0 | 0 | 0 | 0 | 0 | 0 | 0 | 0 | 0 | 0 | 0 | 0 | 0 | 0 | 0 | 0 | 0 | 0 | 0 | 0 | 0 | 0 | 0 | 0 | 0 | 0 | 0 | 0 | 0 | 0 | 0 | 0
| 55239 | 0 | 0 | 0 | 0 | 0 | 0 | 0 | 0 | 0 | 0 | 0 | 0 | 0 | 0 | 0 | 0 | 0 | 0 | 0 | 0 | 0 | 0 | 0 | 0 | 0 | 0 | 0 | 0 | 0 | 0 | 0 | 0 | 0 | 0 | 0 | 0 | 0 | 0 | 0 | 0 | 0 | 0 | 0 | 0 | 0 | 0 | 0 | 0 | 0 | 0 | 0 | 0 | 0 | 0 | 0
| 55298 | 0 | 0 | 0 | 0 | 0 | 0 | 0 | 0 | 0 | 0 | 0 | 0 | 0 | 0 | 0 | 0 | 0 | 0 | 0 | 0 | 0 | 0 | 0 | 0 | 0 | 0 | 0 | 0 | 0 | 0 | 0 | 0 | 0 | 0 | 0 | 0 | 0 | 0 | 0 | 0 | 0 | 0 | 0 | 0 | 0 | 0 | 0 | 0 | 0 | 0 | 0 | 0 | 0 | 0 | 0
| 55337 | 0 | 0 | 0 | 0 | 0 | 0 | 0 | 0 | 0 | 0 | 0 | 0 | 0 | 0 | 0 | 0 | 0 | 0 | 0 | 0 | 0 | 0 | 0 | 0 | 0 | 0 | 0 | 0 | 0 | 0 | 0 | 0 | 0 | 0 | 0 | 0 | 0 | 0 | 0 | 0 | 0 | 0 | 0 | 0 | 0 | 0 | 0 | 0 | 0 | 0 | 0 | 0 | 0 | 0 | 0
| 55381 | 0.0016519 | 0 | 0 | 0 | 0 | 0 | 0.0098051 | 0.0048816 | 0 | 0 | 0 | 0 | 0 | 0 | 0 | 0 | 0 | 0 | 0.087157 | 0.0358 | 0 | 0 | 0 | 0 | 0.02377 | 0 | 0 | 0 | 0 | 0 | 0.088051 | 0.067416 | 0 | 0 | 0 | 0 | 0 | 0 | 0 | 0 | 0 | 0 | 0.11579 | 0.065555 | 0 | 0 | 0 | 0 | 0.016339 | 0.12296 | 0.17924 | 0.18135 | 0.014687 | 0.14673 | 0.15547
| 55524 | 0 | 0 | 0 | 0 | 0 | 0 | 0 | 0 | 0 | 0 | 0 | 0 | 0 | 0 | 0 | 0 | 0 | 0 | 0 | 0 | 0 | 0 | 0 | 0 | 0 | 0 | 0 | 0 | 0 | 0 | 0 | 0 | 0 | 0 | 0 | 0 | 0 | 0 | 0 | 0 | 0 | 0 | 0 | 0 | 0 | 0 | 0 | 0 | 0 | 0 | 0 | 0 | 0 | 0 | 0
| 55667 | 0 | 0 | 0 | 0 | 0 | 0 | 0 | 0 | 0 | 0 | 0 | 0 | 0 | 0 | 0 | 0 | 0 | 0 | 0 | 0 | 0 | 0 | 0 | 0 | 0 | 0 | 0 | 0 | 0 | 0 | 0 | 0 | 0 | 0 | 0 | 0 | 0 | 0 | 0 | 0 | 0 | 0 | 0 | 0 | 0 | 0 | 0 | 0 | 0 | 0 | 0 | 0 | 0 | 0 | 0
| 55690 | 0 | 0 | 0 | 0 | 0 | 0 | 0 | 0 | 0 | 0 | 0 | 0 | 0 | 0 | 0 | 0 | 0 | 0 | 0 | 0 | 0 | 0 | 0 | 0 | 0 | 0 | 0 | 0 | 0 | 0 | 0 | 0 | 0 | 0 | 0 | 0 | 0 | 0 | 0 | 0 | 0 | 0 | 0 | 0 | 0 | 0 | 0 | 0 | 0 | 0 | 0 | 0 | 0 | 0 | 0
| 55765 | 0 | 0 | 0 | 0 | 0 | 0 | 0 | 0 | 0 | 0 | 0 | 0 | 0 | 0 | 0 | 0 | 0 | 0 | 0 | 0 | 0 | 0 | 0 | 0 | 0 | 0 | 0 | 0 | 0 | 0 | 0 | 0 | 0 | 0 | 0 | 0 | 0 | 0 | 0 | 0 | 0 | 0 | 0 | 0 | 0 | 0 | 0 | 0 | 0 | 0 | 0 | 0 | 0 | 0 | 0
| 55801 | 0 | 0 | 0 | 0 | 0 | 0 | 0 | 0 | 0 | 0 | 0 | 0 | 0 | 0 | 0 | 0 | 0 | 0 | 0 | 0 | 0 | 0 | 0 | 0 | 0 | 0 | 0 | 0 | 0 | 0 | 0 | 0 | 0 | 0 | 0 | 0 | 0 | 0 | 0 | 0 | 0 | 0 | 0 | 0 | 0 | 0 | 0 | 0 | 0 | 0 | 0 | 0 | 0 | 0 | 0
| 55885 | 0 | 0 | 0 | 0 | 0 | 0 | 0 | 0 | 0 | 0 | 0 | 0 | 0 | 0 | 0 | 0 | 0 | 0 | 0 | 0 | 0 | 0 | 0 | 0 | 0 | 0 | 0 | 0 | 0 | 0 | 0 | 0 | 0 | 0 | 0 | 0 | 0 | 0 | 0 | 0 | 0 | 0 | 0 | 0 | 0 | 0 | 0 | 0 | 0 | 0 | 0 | 0 | 0 | 0 | 0
| 55938 | 0 | 0 | 0 | 0 | 0 | 0 | 0 | 0 | 0 | 0 | 0 | 0 | 0 | 0 | 0 | 0 | 0 | 0 | 0 | 0 | 0 | 0 | 0 | 0 | 0 | 0 | 0 | 0 | 0 | 0 | 0 | 0 | 0 | 0 | 0 | 0 | 0 | 0 | 0 | 0 | 0 | 0 | 0 | 0 | 0 | 0 | 0 | 0 | 0 | 0 | 0 | 0 | 0 | 0 | 0
| 55964 | 0 | 0 | 0 | 0 | 0 | 0 | 0 | 0 | 0 | 0 | 0 | 0 | 0 | 0 | 0 | 0 | 0 | 0 | 0 | 0 | 0 | 0 | 0 | 0 | 0 | 0 | 0 | 0 | 0 | 0 | 0 | 0 | 0 | 0 | 0 | 0 | 0 | 0 | 0 | 0 | 0 | 0 | 0 | 0 | 0 | 0 | 0 | 0 | 0 | 0 | 0 | 0 | 0 | 0 | 0
| 55976 | 0 | 0 | 0 | 0 | 0 | 0 | 0 | 0 | 0 | 0 | 0 | 0 | 0 | 0 | 0 | 0 | 0 | 0 | 0 | 0 | 0 | 0 | 0 | 0 | 0 | 0 | 0 | 0 | 0 | 0 | 0 | 0 | 0 | 0 | 0 | 0 | 0 | 0 | 0 | 0 | 0 | 0 | 0 | 0 | 0 | 0 | 0 | 0 | 0 | 0 | 0 | 0 | 0 | 0 | 0
| 56038 | 0 | 0 | 0 | 0 | 0 | 0 | 0 | 0 | 0 | 0 | 0 | 0 | 0 | 0 | 0 | 0 | 0 | 0 | 0 | 0 | 0 | 0 | 0 | 0 | 0 | 0 | 0 | 0 | 0 | 0 | 0 | 0 | 0 | 0 | 0 | 0 | 0 | 0 | 0 | 0 | 0 | 0 | 0 | 0 | 0 | 0 | 0 | 0 | 0 | 0 | 0 | 0 | 0 | 0 | 0
| 56050 | 0 | 0 | 0 | 0 | 0 | 0 | 0 | 0 | 0 | 0 | 0 | 0 | 0 | 0 | 0 | 0 | 0 | 0 | 0 | 0 | 0 | 0 | 0 | 0 | 0 | 0 | 0 | 0 | 0 | 0 | 0 | 0 | 0 | 0 | 0 | 0 | 0 | 0 | 0 | 0 | 0 | 0 | 0 | 0 | 0 | 0 | 0 | 0 | 0 | 0 | 0 | 0 | 0 | 0 | 0
| 56397 | 0 | 0 | 0 | 0 | 0 | 0 | 0 | 0 | 0 | 0 | 0 | 0 | 0 | 0 | 0 | 0 | 0 | 0 | 0 | 0 | 0 | 0 | 0 | 0 | 0 | 0 | 0 | 0 | 0 | 0 | 0 | 0 | 0 | 0 | 0 | 0 | 0 | 0 | 0 | 0 | 0 | 0 | 0 | 0 | 0 | 0 | 0 | 0 | 0 | 0 | 0 | 0 | 0 | 0 | 0
| 56429 | 0 | 0 | 0 | 0 | 0 | 0 | 0 | 0 | 0 | 0 | 0 | 0 | 0 | 0 | 0 | 0 | 0 | 0 | 0 | 0 | 0 | 0 | 0 | 0 | 0 | 0 | 0 | 0 | 0 | 0 | 0 | 0 | 0 | 0 | 0 | 0 | 0 | 0 | 0 | 0 | 0 | 0 | 0 | 0 | 0 | 0 | 0 | 0 | 0 | 0 | 0 | 0 | 0 | 0 | 0
| 56430 | 0 | 0 | 0 | 0 | 0 | 0 | 0 | 0 | 0 | 0 | 0 | 0 | 0 | 0 | 0 | 0 | 0 | 0 | 0 | 0 | 0 | 0 | 0 | 0 | 0 | 0 | 0 | 0 | 0 | 0 | 0 | 0 | 0 | 0 | 0 | 0 | 0 | 0 | 0 | 0 | 0 | 0 | 0 | 0 | 0 | 0 | 0 | 0 | 0 | 0 | 0 | 0 | 0 | 0 | 0
| 56510 | 0 | 0 | 0 | 0 | 0 | 0 | 0 | 0 | 0 | 0 | 0 | 0 | 0 | 0 | 0 | 0 | 0 | 0 | 0 | 0 | 0 | 0 | 0 | 0 | 0 | 0 | 0 | 0 | 0 | 0 | 0 | 0 | 0 | 0 | 0 | 0 | 0 | 0 | 0 | 0 | 0 | 0 | 0 | 0 | 0 | 0 | 0 | 0 | 0 | 0 | 0 | 0 | 0 | 0 | 0
| 56511 | 0 | 0 | 0 | 0 | 0 | 0 | 0 | 0 | 0 | 0 | 0 | 0 | 0 | 0 | 0 | 0 | 0 | 0 | 0 | 0 | 0 | 0 | 0 | 0 | 0 | 0 | 0 | 0 | 0 | 0 | 0 | 0 | 0 | 0 | 0 | 0 | 0 | 0 | 0 | 0 | 0 | 0 | 0 | 0 | 0 | 0 | 0 | 0 | 0 | 0 | 0 | 0 | 0 | 0 | 0
| 56512 | 0 | 0 | 0 | 0 | 0 | 0 | 0 | 0 | 0 | 0 | 0 | 0 | 0 | 0 | 0 | 0 | 0 | 0 | 0 | 0 | 0 | 0 | 0 | 0 | 0 | 0 | 0 | 0 | 0 | 0 | 0 | 0 | 0 | 0 | 0 | 0 | 0 | 0 | 0 | 0 | 0 | 0 | 0 | 0 | 0 | 0 | 0 | 0 | 0 | 0 | 0 | 0 | 0 | 0 | 0
| 56513 | 0 | 0 | 0 | 0 | 0 | 0 | 0 | 0 | 0 | 0 | 0 | 0 | 0 | 0 | 0 | 0 | 0 | 0 | 0 | 0 | 0 | 0 | 0 | 0 | 0 | 0 | 0 | 0 | 0 | 0 | 0 | 0 | 0 | 0 | 0 | 0 | 0 | 0 | 0 | 0 | 0 | 0 | 0 | 0 | 0 | 0 | 0 | 0 | 0 | 0 | 0 | 0 | 0 | 0 | 0
| 56571 | 0 | 0 | 0 | 0 | 0 | 0 | 0 | 0 | 0 | 0 | 0 | 0 | 0 | 0 | 0 | 0 | 0 | 0 | 0 | 0 | 0 | 0 | 0 | 0 | 0 | 0 | 0 | 0 | 0 | 0 | 0 | 0 | 0 | 0 | 0 | 0 | 0 | 0 | 0 | 0 | 0 | 0 | 0 | 0 | 0 | 0 | 0 | 0 | 0 | 0 | 0 | 0 | 0 | 0 | 0
| 56680 | 0 | 0 | 0 | 0 | 0 | 0 | 0 | 0 | 0 | 0 | 0 | 0 | 0 | 0 | 0 | 0 | 0 | 0 | 0 | 0 | 0 | 0 | 0 | 0 | 0 | 0 | 0 | 0 | 0 | 0 | 0 | 0 | 0 | 0 | 0 | 0 | 0 | 0 | 0 | 0 | 0 | 0 | 0 | 0 | 0 | 0 | 0 | 0 | 0 | 0 | 0 | 0 | 0 | 0 | 0
| 56690 | 0 | 0 | 0 | 0 | 0 | 0 | 0 | 0 | 0 | 0 | 0 | 0 | 0 | 0 | 0 | 0 | 0 | 0 | 0 | 0 | 0 | 0 | 0 | 0 | 0 | 0 | 0 | 0 | 0 | 0 | 0 | 0 | 0 | 0 | 0 | 0 | 0 | 0 | 0 | 0 | 0 | 0 | 0 | 0 | 0 | 0 | 0 | 0 | 0 | 0 | 0 | 0 | 0 | 0 | 0
| 56701 | 0 | 0 | 0 | 0 | 0 | 0 | 0 | 0 | 0 | 0 | 0 | 0 | 0 | 0 | 0 | 0 | 0 | 0 | 0 | 0 | 0 | 0 | 0 | 0 | 0 | 0 | 0 | 0 | 0 | 0 | 0 | 0 | 0 | 0 | 0 | 0 | 0 | 0 | 0 | 0 | 0 | 0 | 0 | 0 | 0 | 0 | 0 | 0 | 0 | 0 | 0 | 0 | 0 | 0 | 0
| 56846 | 0 | 0 | 0 | 0 | 0 | 0 | 0 | 0 | 0 | 0 | 0 | 0 | 0 | 0 | 0 | 0 | 0 | 0 | 0 | 0 | 0 | 0 | 0 | 0 | 0 | 0 | 0 | 0 | 0 | 0 | 0 | 0 | 0 | 0 | 0 | 0 | 0 | 0 | 0 | 0 | 0 | 0 | 0 | 0 | 0 | 0 | 0 | 0 | 0 | 0 | 0 | 0 | 0 | 0 | 0
| 56850 | 0 | 0 | 0 | 0 | 0 | 0 | 0 | 0 | 0 | 0 | 0 | 0 | 0 | 0 | 0 | 0 | 0 | 0 | 0 | 0 | 0 | 0 | 0 | 0 | 0 | 0 | 0 | 0 | 0 | 0 | 0 | 0 | 0 | 0 | 0 | 0 | 0 | 0 | 0 | 0 | 0 | 0 | 0 | 0 | 0 | 0 | 0 | 0 | 0 | 0 | 0 | 0 | 0 | 0 | 0
| 56873 | 0 | 0 | 0 | 0 | 0 | 0 | 0 | 0 | 0 | 0 | 0 | 0 | 0 | 0 | 0 | 0 | 0 | 0 | 0 | 0 | 0 | 0 | 0 | 0 | 0 | 0 | 0 | 0 | 0 | 0 | 0 | 0 | 0 | 0 | 0 | 0 | 0 | 0 | 0 | 0 | 0 | 0 | 0 | 0 | 0 | 0 | 0 | 0 | 0 | 0 | 0 | 0 | 0 | 0 | 0
| 56884 | 0 | 0 | 0 | 0 | 0 | 0 | 0 | 0 | 0 | 0 | 0 | 0 | 0 | 0 | 0 | 0 | 0 | 0 | 0 | 0 | 0 | 0 | 0 | 0 | 0 | 0 | 0 | 0 | 0 | 0 | 0 | 0 | 0 | 0 | 0 | 0 | 0 | 0 | 0 | 0 | 0 | 0 | 0 | 0 | 0 | 0 | 0 | 0 | 0 | 0 | 0 | 0 | 0 | 0 | 0
| 56887 | 0 | 0 | 0 | 0 | 0 | 0 | 0 | 0 | 0 | 0 | 0 | 0 | 0 | 0 | 0 | 0 | 0 | 0 | 0 | 0 | 0 | 0 | 0 | 0 | 0 | 0 | 0 | 0 | 0 | 0 | 0 | 0 | 0 | 0 | 0 | 0 | 0 | 0 | 0 | 0 | 0 | 0 | 0 | 0 | 0 | 0 | 0 | 0 | 0 | 0 | 0 | 0 | 0 | 0 | 0
| 56890 | 0 | 0 | 0 | 0 | 0 | 0 | 0 | 0 | 0 | 0 | 0 | 0 | 0 | 0 | 0 | 0 | 0 | 0 | 0 | 0 | 0 | 0 | 0 | 0 | 0 | 0 | 0 | 0 | 0 | 0 | 0 | 0 | 0 | 0 | 0 | 0 | 0 | 0 | 0 | 0 | 0 | 0 | 0 | 0 | 0 | 0 | 0 | 0 | 0 | 0 | 0 | 0 | 0 | 0 | 0
| 56911 | 0 | 0 | 0 | 0 | 0 | 0 | 0 | 0 | 0 | 0 | 0 | 0 | 0 | 0 | 0 | 0 | 0 | 0 | 0 | 0 | 0 | 0 | 0 | 0 | 0 | 0 | 0 | 0 | 0 | 0 | 0 | 0 | 0 | 0 | 0 | 0 | 0 | 0 | 0 | 0 | 0 | 0 | 0 | 0 | 0 | 0 | 0 | 0 | 0 | 0 | 0 | 0 | 0 | 0 | 0
| 56957 | 0 | 0 | 0 | 0 | 0 | 0 | 0 | 0 | 0 | 0 | 0 | 0 | 0 | 0 | 0 | 0 | 0 | 0 | 0 | 0 | 0 | 0 | 0 | 0 | 0 | 0 | 0 | 0 | 0 | 0 | 0 | 0 | 0 | 0 | 0 | 0 | 0 | 0 | 0 | 0 | 0 | 0 | 0 | 0 | 0 | 0 | 0 | 0 | 0 | 0 | 0 | 0 | 0 | 0 | 0
| 56963 | 0 | 0 | 0 | 0 | 0 | 0 | 0 | 0 | 0 | 0 | 0 | 0 | 0 | 0 | 0 | 0 | 0 | 0 | 0 | 0 | 0 | 0 | 0 | 0 | 0 | 0 | 0 | 0 | 0 | 0 | 0 | 0 | 0 | 0 | 0 | 0 | 0 | 0 | 0 | 0 | 0 | 0 | 0 | 0 | 0 | 0 | 0 | 0 | 0 | 0 | 0 | 0 | 0 | 0 | 0
| 57183 | 0 | 0 | 0 | 0 | 0 | 0 | 0 | 0 | 0 | 0 | 0 | 0 | 0 | 0 | 0 | 0 | 0 | 0 | 0 | 0 | 0 | 0 | 0 | 0 | 0 | 0 | 0 | 0 | 0 | 0 | 0 | 0 | 0 | 0 | 0 | 0 | 0 | 0 | 0 | 0 | 0 | 0 | 0 | 0 | 0 | 0 | 0 | 0 | 0 | 0 | 0 | 0 | 0 | 0 | 0
| 57349 | 0 | 0 | 0 | 0 | 0 | 0 | 0 | 0 | 0 | 0 | 0 | 0 | 0 | 0 | 0 | 0 | 0 | 0 | 0 | 0 | 0 | 0 | 0 | 0 | 0 | 0 | 0 | 0 | 0 | 0 | 0 | 0 | 0 | 0 | 0 | 0 | 0 | 0 | 0 | 0 | 0 | 0 | 0 | 0 | 0 | 0 | 0 | 0 | 0 | 0 | 0 | 0 | 0 | 0 | 0
| 57581 | 0 | 0 | 0 | 0 | 0 | 0 | 0 | 0 | 0 | 0 | 0 | 0 | 0 | 0 | 0 | 0 | 0 | 0 | 0 | 0 | 0 | 0 | 0 | 0 | 0 | 0 | 0 | 0 | 0 | 0 | 0 | 0 | 0 | 0 | 0 | 0 | 0 | 0 | 0 | 0 | 0 | 0 | 0 | 0 | 0 | 0 | 0 | 0 | 0 | 0 | 0 | 0 | 0 | 0 | 0
| 57582 | 0 | 0 | 0 | 0 | 0 | 0 | 0 | 0 | 0 | 0 | 0 | 0 | 0 | 0 | 0 | 0 | 0 | 0 | 0 | 0 | 0 | 0 | 0 | 0 | 0 | 0 | 0 | 0 | 0 | 0 | 0 | 0 | 0 | 0 | 0 | 0 | 0 | 0 | 0 | 0 | 0 | 0 | 0 | 0 | 0 | 0 | 0 | 0 | 0 | 0 | 0 | 0 | 0 | 0 | 0
| 57788 | 0 | 0 | 0 | 0 | 0 | 0 | 0 | 0 | 0 | 0 | 0 | 0 | 0 | 0 | 0 | 0 | 0 | 0 | 0 | 0 | 0 | 0 | 0 | 0 | 0 | 0 | 0 | 0 | 0 | 0 | 0 | 0 | 0 | 0 | 0 | 0 | 0 | 0 | 0 | 0 | 0 | 0 | 0 | 0 | 0 | 0 | 0 | 0 | 0 | 0 | 0 | 0 | 0 | 0 | 0
| 57839 | 0 | 0 | 0 | 0 | 0 | 0 | 0 | 0 | 0 | 0 | 0 | 0 | 0 | 0 | 0 | 0 | 0 | 0 | 0 | 0 | 0 | 0 | 0 | 0 | 0 | 0 | 0 | 0 | 0 | 0 | 0 | 0 | 0 | 0 | 0 | 0 | 0 | 0 | 0 | 0 | 0 | 0 | 0 | 0 | 0 | 0 | 0 | 0 | 0 | 0 | 0 | 0 | 0 | 0 | 0
| 57843 | 0 | 0 | 0 | 0 | 0 | 0 | 0 | 0 | 0 | 0 | 0 | 0 | 0 | 0 | 0 | 0 | 0 | 0 | 0 | 0 | 0 | 0 | 0 | 0 | 0 | 0 | 0 | 0 | 0 | 0 | 0 | 0 | 0 | 0 | 0 | 0 | 0 | 0 | 0 | 0 | 0 | 0 | 0 | 0 | 0 | 0 | 0 | 0 | 0 | 0 | 0 | 0 | 0 | 0 | 0
| 57845 | 0 | 0 | 0 | 0 | 0 | 0 | 0 | 0 | 0 | 0 | 0 | 0 | 0 | 0 | 0 | 0 | 0 | 0 | 0 | 0 | 0 | 0 | 0 | 0 | 0 | 0 | 0 | 0 | 0 | 0 | 0 | 0 | 0 | 0 | 0 | 0 | 0 | 0 | 0 | 0 | 0 | 0 | 0 | 0 | 0 | 0 | 0 | 0 | 0 | 0 | 0 | 0 | 0 | 0 | 0
| 57846 | 0 | 0 | 0 | 0 | 0 | 0 | 0 | 0 | 0 | 0 | 0 | 0 | 0 | 0 | 0 | 0 | 0 | 0 | 0 | 0 | 0 | 0 | 0 | 0 | 0 | 0 | 0 | 0 | 0 | 0 | 0 | 0 | 0 | 0 | 0 | 0 | 0 | 0 | 0 | 0 | 0 | 0 | 0 | 0 | 0 | 0 | 0 | 0 | 0 | 0 | 0 | 0 | 0 | 0 | 0
| 57847 | 0 | 0 | 0 | 0 | 0 | 0 | 0 | 0 | 0 | 0 | 0 | 0 | 0 | 0 | 0 | 0 | 0 | 0 | 0 | 0 | 0 | 0 | 0 | 0 | 0 | 0 | 0 | 0 | 0 | 0 | 0 | 0 | 0 | 0 | 0 | 0 | 0 | 0 | 0 | 0 | 0 | 0 | 0 | 0 | 0 | 0 | 0 | 0 | 0 | 0 | 0 | 0 | 0 | 0 | 0
| 57848 | 0 | 0 | 0 | 0 | 0 | 0 | 0 | 0 | 0 | 0 | 0 | 0 | 0 | 0 | 0 | 0 | 0 | 0 | 0 | 0 | 0 | 0 | 0 | 0 | 0 | 0 | 0 | 0 | 0 | 0 | 0 | 0 | 0 | 0 | 0 | 0 | 0 | 0 | 0 | 0 | 0 | 0 | 0 | 0 | 0 | 0 | 0 | 0 | 0 | 0 | 0 | 0 | 0 | 0 | 0
| 58051 | 0 | 0 | 0 | 0 | 0 | 0 | 0 | 0 | 0 | 0 | 0 | 0 | 0 | 0 | 0 | 0 | 0 | 0 | 0 | 0 | 0 | 0 | 0 | 0 | 0 | 0 | 0 | 0 | 0 | 0 | 0 | 0 | 0 | 0 | 0 | 0 | 0 | 0 | 0 | 0 | 0 | 0 | 1.8855e-05 | 1.8963e-05 | 0 | 0 | 0 | 0 | 0 | 0 | 0 | 3.7819e-05 | 0 | 0 | 0
| 58079 | 0 | 0 | 0 | 0 | 0 | 0 | 0 | 0 | 0 | 0 | 0 | 0 | 0 | 0 | 0 | 0 | 0 | 0 | 0 | 0 | 0 | 0 | 0 | 0 | 0 | 0 | 0 | 0 | 0 | 0 | 0 | 0 | 0 | 0 | 0 | 0 | 0 | 0 | 0 | 0 | 0 | 0 | 0 | 0 | 0 | 0 | 0 | 0 | 0 | 0 | 0 | 0 | 0 | 0 | 0
| 58110 | 0 | 0 | 0 | 0 | 0 | 0 | 0 | 0 | 0 | 0 | 0 | 0 | 0 | 0 | 0 | 0 | 0 | 0 | 0 | 0 | 0 | 0 | 0 | 0 | 0 | 0 | 0 | 0 | 0 | 0 | 0 | 0 | 0 | 0 | 0 | 0 | 0 | 0 | 0 | 0 | 0 | 0 | 0 | 0 | 0 | 0 | 0 | 0 | 0 | 0 | 0 | 0 | 0 | 0 | 0
| 58165 | 0 | 0 | 0 | 0 | 0 | 0 | 0 | 0 | 0 | 0 | 0 | 0 | 0 | 0 | 0 | 0 | 0 | 0 | 0 | 0 | 0 | 0 | 0 | 0 | 0 | 0 | 0 | 0 | 0 | 0 | 0 | 0 | 0 | 0 | 0 | 0 | 0 | 0 | 0 | 0 | 0 | 0 | 0 | 0 | 0 | 0 | 0 | 0 | 0 | 0 | 0 | 0 | 0 | 0 | 0
| 58172 | 0 | 0 | 0 | 0 | 0 | 0 | 0 | 0 | 0 | 0 | 0 | 0 | 0 | 0 | 0 | 0 | 0 | 0 | 0 | 0 | 0 | 0 | 0 | 0 | 0 | 0 | 0 | 0 | 0 | 0 | 0 | 0 | 0 | 0 | 0 | 0 | 0 | 0 | 0 | 0 | 0 | 0 | 0 | 0 | 0 | 0 | 0 | 0 | 0 | 0 | 0 | 0 | 0 | 0 | 0
| 58207 | 0 | 0 | 0 | 0 | 0 | 0 | 0 | 0 | 0 | 0 | 0 | 0 | 0 | 0 | 0 | 0 | 0 | 0 | 0 | 0 | 0 | 0 | 0 | 0 | 0 | 0 | 0 | 0 | 0 | 0 | 0 | 0 | 0 | 0 | 0 | 0 | 0 | 0 | 0 | 0 | 0 | 0 | 0 | 0 | 0 | 0 | 0 | 0 | 0 | 0 | 0 | 0 | 0 | 0 | 0
| 58208 | 0 | 0 | 0 | 0 | 0 | 0 | 0 | 0 | 0 | 0 | 0 | 0 | 0 | 0 | 0 | 0 | 0 | 0 | 0 | 0 | 0 | 0 | 0 | 0 | 0 | 0 | 0 | 0 | 0 | 0 | 0 | 0 | 0 | 0 | 0 | 0 | 0 | 0 | 0 | 0 | 0 | 0 | 0 | 0 | 0 | 0 | 0 | 0 | 0 | 0 | 0 | 0 | 0 | 0 | 0
| 58235 | 0 | 0 | 0 | 0 | 0 | 0 | 0 | 0 | 0 | 0 | 0 | 0 | 0 | 0 | 0 | 0 | 0 | 0 | 0 | 0 | 0 | 0 | 0 | 0 | 0 | 0 | 0 | 0 | 0 | 0 | 0 | 0 | 0 | 0 | 0 | 0 | 0 | 0 | 0 | 0 | 0 | 0 | 0 | 0 | 0 | 0 | 0 | 0 | 0 | 0 | 0 | 0 | 0 | 0 | 0
| 58246 | 0 | 0 | 0 | 0 | 0 | 0 | 0 | 0 | 0 | 0 | 0 | 0 | 0 | 0 | 0 | 0 | 0 | 0 | 0 | 0 | 0 | 0 | 0 | 0 | 0 | 0 | 0 | 0 | 0 | 0 | 0 | 0 | 0 | 0 | 0 | 0 | 0 | 0 | 0 | 0 | 0 | 0 | 0 | 0 | 0 | 0 | 0 | 0 | 0 | 0 | 0 | 0 | 0 | 0 | 0
| 58250 | 0 | 0 | 0 | 0 | 0 | 0 | 0 | 0 | 0 | 0 | 0 | 0 | 0 | 0 | 0 | 0 | 0 | 0 | 0 | 0 | 0 | 0 | 0 | 0 | 0 | 0 | 0 | 0 | 0 | 0 | 0 | 0 | 0 | 0 | 0 | 0 | 0 | 0 | 0 | 0 | 0 | 0 | 0 | 0 | 0 | 0 | 0 | 0 | 0 | 0 | 0 | 0 | 0 | 0 | 0
| 58252 | 0 | 0 | 0 | 0 | 0 | 0 | 0 | 0 | 0 | 0 | 0 | 0 | 0 | 0 | 0 | 0 | 0 | 0 | 0 | 0 | 0 | 0 | 0 | 0 | 0 | 0 | 0 | 0 | 0 | 0 | 0 | 0 | 0 | 0 | 0 | 0 | 0 | 0 | 0 | 0 | 0 | 0 | 0 | 0 | 0 | 0 | 0 | 0 | 0 | 0 | 0 | 0 | 0 | 0 | 0
| 58326 | 0 | 0 | 0 | 0 | 0 | 0 | 0 | 0 | 0 | 0 | 0 | 0 | 0 | 0 | 0 | 0 | 0 | 0 | 0 | 0 | 0 | 0 | 0 | 0 | 0 | 0 | 0 | 0 | 0 | 0 | 0 | 0 | 0 | 0 | 0 | 0 | 0 | 0 | 0 | 0 | 0 | 0 | 0 | 0 | 0 | 0 | 0 | 0 | 0 | 0 | 0 | 0 | 0 | 0 | 0
| 58420 | 0 | 0 | 0 | 0 | 0 | 0 | 0 | 0 | 0 | 0 | 0 | 0 | 0 | 0 | 0 | 0 | 0 | 0 | 0 | 0 | 0 | 0 | 0 | 0 | 0 | 0 | 0 | 0 | 0 | 0 | 0 | 0 | 0 | 0 | 0 | 0 | 0 | 0 | 0 | 0 | 0 | 0 | 0 | 0 | 0 | 0 | 0 | 0 | 0 | 0 | 0 | 0 | 0 | 0 | 0
| 58426 | 0 | 0 | 0 | 0 | 0 | 0 | 0 | 0 | 0 | 0 | 0 | 0 | 0 | 0 | 0 | 0 | 0 | 0 | 0 | 0 | 0 | 0 | 0 | 0 | 0 | 0 | 0 | 0 | 0 | 0 | 0 | 0 | 0 | 0 | 0 | 0 | 0 | 0 | 0 | 0 | 0 | 0 | 0 | 0 | 0 | 0 | 0 | 0 | 0 | 0 | 0 | 0 | 0 | 0 | 0
| 58433 | 0 | 0 | 0 | 0 | 0 | 0 | 0 | 0 | 0 | 0 | 0 | 0 | 0 | 0 | 0 | 0 | 0 | 0 | 0 | 0 | 0 | 0 | 0 | 0 | 0 | 0 | 0 | 0 | 0 | 0 | 0 | 0 | 0 | 0 | 0 | 0 | 0 | 0 | 0 | 0 | 0 | 0 | 0 | 0 | 0 | 0 | 0 | 0 | 0 | 0 | 0 | 0 | 0 | 0 | 0
| 58442 | 0 | 0 | 0 | 0 | 0 | 0 | 0 | 0 | 0 | 0 | 0 | 0 | 0 | 0 | 0 | 0 | 0 | 0 | 0 | 0 | 0 | 0 | 0 | 0 | 0 | 0 | 0 | 0 | 0 | 0 | 0 | 0 | 0 | 0 | 0 | 0 | 0 | 0 | 0 | 0 | 0 | 0 | 0 | 0 | 0 | 0 | 0 | 0 | 0 | 0 | 0 | 0 | 0 | 0 | 0
| 58476 | 0 | 0 | 0 | 0 | 0 | 0 | 0 | 0 | 0 | 0 | 0 | 0 | 0 | 0 | 0 | 0 | 0 | 0 | 0 | 0 | 0 | 0 | 0 | 0 | 0 | 0 | 0 | 0 | 0 | 0 | 0 | 0 | 0 | 0 | 0 | 0 | 0 | 0 | 0 | 0 | 0 | 0 | 0 | 0 | 0 | 0 | 0 | 0 | 0 | 0 | 0 | 0 | 0 | 0 | 0
| 58497 | 0 | 0 | 0 | 0 | 0 | 0 | 0 | 0 | 0 | 0 | 0 | 0 | 0 | 0 | 0 | 0 | 0 | 0 | 0 | 0 | 0 | 0 | 0 | 0 | 0 | 0 | 0 | 0 | 0 | 0 | 0 | 0 | 0 | 0 | 0 | 0 | 0 | 0 | 0 | 0 | 0 | 0 | 0 | 0 | 0 | 0 | 0 | 0 | 0 | 0 | 0 | 0 | 0 | 0 | 0
| 58584 | 0 | 0 | 0 | 0 | 0 | 0 | 0 | 0 | 0 | 0 | 0 | 0 | 0 | 0 | 0 | 0 | 0 | 0 | 0 | 0 | 0 | 0 | 0 | 0 | 0 | 0 | 0 | 0 | 0 | 0 | 0 | 0 | 0 | 0 | 0 | 0 | 0 | 0 | 0 | 0 | 0 | 0 | 0 | 0 | 0 | 0 | 0 | 0 | 0 | 0 | 0 | 0 | 0 | 0 | 0
| 58714 | 0 | 0 | 0 | 0 | 0 | 0 | 0 | 0 | 0 | 0 | 0 | 0 | 0 | 0 | 0 | 0 | 0 | 0 | 0 | 0 | 0 | 0 | 0 | 0 | 0 | 0 | 0 | 0 | 0 | 0 | 0 | 0 | 0 | 0 | 0 | 0 | 0 | 0 | 0 | 0 | 0 | 0 | 0 | 0 | 0 | 0 | 0 | 0 | 0 | 0 | 0 | 0 | 0 | 0 | 0
| 58715 | 0 | 0 | 0 | 0 | 0 | 0 | 0 | 0 | 0 | 0 | 0 | 0 | 0 | 0 | 0 | 0 | 0 | 0 | 0 | 0 | 0 | 0 | 0 | 0 | 0 | 0 | 0 | 0 | 0 | 0 | 0 | 0 | 0 | 0 | 0 | 0 | 0 | 0 | 0 | 0 | 0 | 0 | 0 | 0 | 0 | 0 | 0 | 0 | 0 | 0 | 0 | 0 | 0 | 0 | 0
| 58811 | 0 | 0 | 0 | 0 | 0 | 0 | 0 | 0 | 0 | 0 | 0 | 0 | 0 | 0 | 0 | 0 | 0 | 0 | 0 | 0 | 0 | 0 | 0 | 0 | 0 | 0 | 0 | 0 | 0 | 0 | 0 | 0 | 0 | 0 | 0 | 0 | 0 | 0 | 0 | 0 | 0 | 0 | 0 | 0 | 0 | 0 | 0 | 0 | 0 | 0 | 0 | 0 | 0 | 0 | 0
| 58813 | 0 | 0 | 0 | 0 | 0 | 0 | 0 | 0 | 0 | 0 | 0 | 0 | 0 | 0 | 0 | 0 | 0 | 0 | 0 | 0 | 0 | 0 | 0 | 0 | 0 | 0 | 0 | 0 | 0 | 0 | 0 | 0 | 0 | 0 | 0 | 0 | 0 | 0 | 0 | 0 | 0 | 0 | 0 | 0 | 0 | 0 | 0 | 0 | 0 | 0 | 0 | 0 | 0 | 0 | 0
| 58818 | 0 | 0 | 0 | 0 | 0 | 0 | 0 | 0 | 0 | 0 | 0 | 0 | 0 | 0 | 0 | 0 | 0 | 0 | 0 | 0 | 0 | 0 | 0 | 0 | 0 | 0 | 0 | 0 | 0 | 0 | 0 | 0 | 0 | 0 | 0 | 0 | 0 | 0 | 0 | 0 | 0 | 0 | 0 | 0 | 0 | 0 | 0 | 0 | 0 | 0 | 0 | 0 | 0 | 0 | 0
| 58821 | 0 | 0 | 0 | 0 | 0 | 0 | 0 | 0 | 0 | 0 | 0 | 0 | 0 | 0 | 0 | 0 | 0 | 0 | 0 | 0 | 0 | 0 | 0 | 0 | 0 | 0 | 0 | 0 | 0 | 0 | 0 | 0 | 0 | 0 | 0 | 0 | 0 | 0 | 0 | 0 | 0 | 0 | 0 | 0 | 0 | 0 | 0 | 0 | 0 | 0 | 0 | 0 | 0 | 0 | 0
| 58897 | 0 | 0 | 0 | 0 | 0 | 0 | 0 | 0 | 0 | 0 | 0 | 0 | 0 | 0 | 0 | 0 | 0 | 0 | 0 | 0 | 0 | 0 | 0 | 0 | 0 | 0 | 0 | 0 | 0 | 0 | 0 | 0 | 0 | 0 | 0 | 0 | 0 | 0 | 0 | 0 | 0 | 0 | 0 | 0 | 0 | 0 | 0 | 0 | 0 | 0 | 0 | 0 | 0 | 0 | 0
| 58947 | 0 | 0 | 0 | 0 | 0 | 0 | 0 | 0 | 0 | 0 | 0 | 0 | 0 | 0 | 0 | 0 | 0 | 0 | 0 | 0 | 0 | 0 | 0 | 0 | 0 | 0 | 0 | 0 | 0 | 0 | 0 | 0 | 0 | 0 | 0 | 0 | 0 | 0 | 0 | 0 | 0 | 0 | 2e-09 | 0 | 0 | 0 | 0 | 0 | 0 | 0 | 0 | 2e-09 | 0 | 0 | 0
| 59012 | 0 | 0 | 0 | 0 | 0 | 0 | 0 | 0 | 0 | 0 | 0 | 0 | 0 | 0 | 0 | 0 | 0 | 0 | 0 | 0 | 0 | 0 | 0 | 0 | 0 | 0 | 0 | 0 | 0 | 0 | 0 | 0 | 0 | 0 | 0 | 0 | 0 | 0 | 0 | 0 | 0 | 0 | 0 | 0 | 0 | 0 | 0 | 0 | 0 | 0 | 0 | 0 | 0 | 0 | 0
| 59026 | 0 | 0 | 0 | 0 | 0 | 0 | 0 | 0 | 0 | 0 | 0 | 0 | 0 | 0 | 0 | 0 | 0 | 0 | 0 | 0 | 0 | 0 | 0 | 0 | 0 | 0 | 0 | 0 | 0 | 0 | 0 | 0 | 0 | 0 | 0 | 0 | 0 | 0 | 0 | 0 | 0 | 0 | 0 | 0 | 0 | 0 | 0 | 0 | 0 | 0 | 0 | 0 | 0 | 0 | 0
| 59055 | 0 | 0 | 0 | 0 | 0 | 0 | 0 | 0 | 0 | 0 | 0 | 0 | 0 | 0 | 0 | 0 | 0 | 0 | 0 | 0 | 0 | 0 | 0 | 0 | 0 | 0 | 0 | 0 | 0 | 0 | 0 | 0 | 0 | 0 | 0 | 0 | 0 | 0 | 0 | 0 | 0 | 0 | 0 | 0 | 0 | 0 | 0 | 0 | 0 | 0 | 0 | 0 | 0 | 0 | 0
| 59056 | 0 | 0 | 0 | 0 | 0 | 0 | 0 | 0 | 0 | 0 | 0 | 0 | 0 | 0 | 0 | 0 | 0 | 0 | 0 | 0 | 0 | 0 | 0 | 0 | 0 | 0 | 0 | 0 | 0 | 0 | 0 | 0 | 0 | 0 | 0 | 0 | 0 | 0 | 0 | 0 | 0 | 0 | 0 | 0 | 0 | 0 | 0 | 0 | 0 | 0 | 0 | 0 | 0 | 0 | 0
| 59073 | 0 | 0 | 0 | 0 | 0 | 0 | 0 | 0 | 0 | 0 | 0 | 0 | 0 | 0 | 0 | 0 | 0 | 0 | 0 | 0 | 0 | 0 | 0 | 0 | 0 | 0 | 0 | 0 | 0 | 0 | 0 | 0 | 0 | 0 | 0 | 0 | 0 | 0 | 0 | 0 | 0 | 0 | 0 | 0 | 0 | 0 | 0 | 0 | 0 | 0 | 0 | 0 | 0 | 0 | 0
| 59116 | 0 | 0 | 0 | 0 | 0 | 0 | 0 | 0 | 0 | 0 | 0 | 0 | 0 | 0 | 0 | 0 | 0 | 0 | 0 | 0 | 0 | 0 | 0 | 0 | 0 | 0 | 0 | 0 | 0 | 0 | 0 | 0 | 0 | 0 | 0 | 0 | 0 | 0 | 0 | 0 | 0 | 0 | 0 | 0 | 0 | 0 | 0 | 0 | 0 | 0 | 0 | 0 | 0 | 0 | 0
| 59220 | 0 | 0 | 0 | 0 | 0 | 0 | 0 | 0 | 0 | 0 | 0 | 0 | 0 | 0 | 0 | 0 | 0 | 0 | 0 | 0 | 0 | 0 | 0 | 0 | 0 | 0 | 0 | 0 | 0 | 0 | 0 | 0 | 0 | 0 | 0 | 0 | 0 | 0 | 0 | 0 | 0 | 0 | 0 | 0 | 0 | 0 | 0 | 0 | 0 | 0 | 0 | 0 | 0 | 0 | 0
| 59783 | 0 | 0 | 0 | 0 | 0 | 0 | 0 | 0 | 0 | 0 | 0 | 0 | 0 | 0 | 0 | 0 | 0 | 0 | 0 | 0 | 0 | 0 | 0 | 0 | 0 | 0 | 0 | 0 | 0 | 0 | 0 | 0 | 0 | 0 | 0 | 0 | 0 | 0 | 0 | 0 | 0 | 0 | 0 | 0 | 0 | 0 | 0 | 0 | 0 | 0 | 0 | 0 | 0 | 0 | 0
| 59906 | 0 | 0 | 0 | 0 | 0 | 0 | 0 | 0 | 0 | 0 | 0 | 0 | 0 | 0 | 0 | 0 | 0 | 0 | 0 | 0 | 0 | 0 | 0 | 0 | 0 | 0 | 0 | 0 | 0 | 0 | 0 | 0 | 0 | 0 | 0 | 0 | 0 | 0 | 0 | 0 | 0 | 0 | 0 | 0 | 0 | 0 | 0 | 0 | 0 | 0 | 0 | 0 | 0 | 0 | 0
| 60234 | 0 | 0 | 0 | 0 | 0 | 0 | 3.2486e-05 | 3.2673e-05 | 0 | 0 | 0 | 0 | 0 | 0 | 0 | 0 | 0 | 0 | 0.00073094 | 0.00032673 | 0 | 0 | 0 | 0 | 0.00018428 | 0 | 0 | 0 | 0 | 0 | 0.00088526 | 0.00067796 | 0 | 0 | 0 | 0 | 0 | 0 | 0 | 0 | 0 | 0 | 0.001202 | 0.00060444 | 0 | 0 | 0 | 0 | 6.5159e-05 | 0.0010577 | 0.0017475 | 0.0018064 | 6.5159e-05 | 0.0012419 | 0.0015632
| 60235 | 0 | 0 | 0 | 0 | 0 | 0 | 3.2486e-05 | 3.2673e-05 | 0 | 0 | 0 | 0 | 0 | 0 | 0 | 0 | 0 | 0 | 0.00074719 | 0.00032673 | 0 | 0 | 0 | 0 | 0.00018428 | 0 | 0 | 0 | 0 | 0 | 0.00089338 | 0.0006805 | 0 | 0 | 0 | 0 | 0 | 0 | 0 | 0 | 0 | 0 | 0.0012182 | 0.00060444 | 0 | 0 | 0 | 0 | 6.5159e-05 | 0.0010739 | 0.0017582 | 0.0018227 | 6.5159e-05 | 0.0012582 | 0.0015739
| 60236 | 0 | 0 | 0 | 0 | 0 | 0 | 3.2486e-05 | 3.2673e-05 | 0 | 0 | 0 | 0 | 0 | 0 | 0 | 0 | 0 | 0 | 0.0007147 | 0.00032673 | 0 | 0 | 0 | 0 | 0.00018428 | 0 | 0 | 0 | 0 | 0 | 0.00087713 | 0.00066599 | 0 | 0 | 0 | 0 | 0 | 0 | 0 | 0 | 0 | 0 | 0.0011858 | 0.00060444 | 0 | 0 | 0 | 0 | 6.5159e-05 | 0.0010414 | 0.0017274 | 0.0017902 | 6.5159e-05 | 0.0012257 | 0.0015431
| 60302 | 0 | 0 | 0 | 0 | 0 | 0 | 0 | 0 | 0 | 0 | 0 | 0 | 0 | 0 | 0 | 0 | 0 | 0 | 0 | 0 | 0 | 0 | 0 | 0 | 0 | 0 | 0 | 0 | 0 | 0 | 0 | 0 | 0 | 0 | 0 | 0 | 0 | 0 | 0 | 0 | 0 | 0 | 0 | 0 | 0 | 0 | 0 | 0 | 0 | 0 | 0 | 0 | 0 | 0 | 0
| 60357 | 0 | 0 | 0 | 0 | 0 | 0 | 0 | 0 | 0 | 0 | 0 | 0 | 0 | 0 | 0 | 0 | 0 | 0 | 0 | 0 | 0 | 0 | 0 | 0 | 0 | 0 | 0 | 0 | 0 | 0 | 0 | 0 | 0 | 0 | 0 | 0 | 0 | 0 | 0 | 0 | 0 | 0 | 0 | 0 | 0 | 0 | 0 | 0 | 0 | 0 | 0 | 0 | 0 | 0 | 0
| 60368 | 0 | 0 | 0 | 0 | 0 | 0 | 0 | 0 | 0 | 0 | 0 | 0 | 0 | 0 | 0 | 0 | 0 | 0 | 0 | 0 | 0 | 0 | 0 | 0 | 0 | 0 | 0 | 0 | 0 | 0 | 0 | 0 | 0 | 0 | 0 | 0 | 0 | 0 | 0 | 0 | 0 | 0 | 0 | 0 | 0 | 0 | 0 | 0 | 0 | 0 | 0 | 0 | 0 | 0 | 0
| 60388 | 0 | 0 | 0 | 0 | 0 | 0 | 0 | 0 | 0 | 0 | 0 | 0 | 0 | 0 | 0 | 0 | 0 | 0 | 0 | 0 | 0 | 0 | 0 | 0 | 0 | 0 | 0 | 0 | 0 | 0 | 0 | 0 | 0 | 0 | 0 | 0 | 0 | 0 | 0 | 0 | 0 | 0 | 0 | 0 | 0 | 0 | 0 | 0 | 0 | 0 | 0 | 0 | 0 | 0 | 0
| 60589 | 0 | 0 | 0 | 0 | 0 | 0 | 0 | 0 | 0 | 0 | 0 | 0 | 0 | 0 | 0 | 0 | 0 | 0 | 0 | 0 | 0 | 0 | 0 | 0 | 0 | 0 | 0 | 0 | 0 | 0 | 0 | 0 | 0 | 0 | 0 | 0 | 0 | 0 | 0 | 0 | 0 | 0 | 0 | 0 | 0 | 0 | 0 | 0 | 0 | 0 | 0 | 0 | 0 | 0 | 0
| 60933 | 0 | 0 | 0 | 0 | 0 | 0 | 0 | 0 | 0 | 0 | 0 | 0 | 0 | 0 | 0 | 0 | 0 | 0 | 0 | 0 | 0 | 0 | 0 | 0 | 0 | 0 | 0 | 0 | 0 | 0 | 0 | 0 | 0 | 0 | 0 | 0 | 0 | 0 | 0 | 0 | 0 | 0 | 0 | 0 | 0 | 0 | 0 | 0 | 0 | 0 | 0 | 0 | 0 | 0 | 0
| 61035 | 0 | 0 | 0 | 0 | 0 | 0 | 0 | 0 | 0 | 0 | 0 | 0 | 0 | 0 | 0 | 0 | 0 | 0 | 0 | 0 | 0 | 0 | 0 | 0 | 0 | 0 | 0 | 0 | 0 | 0 | 0 | 0 | 0 | 0 | 0 | 0 | 0 | 0 | 0 | 0 | 0 | 0 | 0 | 0 | 0 | 0 | 0 | 0 | 0 | 0 | 0 | 0 | 0 | 0 | 0
| 61263 | 0 | 0 | 0 | 0 | 0 | 0 | 0 | 0 | 0 | 0 | 0 | 0 | 0 | 0 | 0 | 0 | 0 | 0 | 0 | 0 | 0 | 0 | 0 | 0 | 0 | 0 | 0 | 0 | 0 | 0 | 0 | 0 | 0 | 0 | 0 | 0 | 0 | 0 | 0 | 0 | 0 | 0 | 0 | 0 | 0 | 0 | 0 | 0 | 0 | 0 | 0 | 0 | 0 | 0 | 0
| 61282 | 0 | 0 | 0 | 0 | 0 | 0 | 0 | 0 | 0 | 0 | 0 | 0 | 0 | 0 | 0 | 0 | 0 | 0 | 0 | 0 | 0 | 0 | 0 | 0 | 0 | 0 | 0 | 0 | 0 | 0 | 0 | 0 | 0 | 0 | 0 | 0 | 0 | 0 | 0 | 0 | 0 | 0 | 0 | 0 | 0 | 0 | 0 | 0 | 0 | 0 | 0 | 0 | 0 | 0 | 0
| 61286 | 0 | 0 | 0 | 0 | 0 | 0 | 0 | 0 | 0 | 0 | 0 | 0 | 0 | 0 | 0 | 0 | 0 | 0 | 0 | 0 | 0 | 0 | 0 | 0 | 0 | 0 | 0 | 0 | 0 | 0 | 0 | 0 | 0 | 0 | 0 | 0 | 0 | 0 | 0 | 0 | 0 | 0 | 0 | 0 | 0 | 0 | 0 | 0 | 0 | 0 | 0 | 0 | 0 | 0 | 0
| 61737 | 0 | 0 | 0 | 0 | 0 | 0 | 0 | 0 | 0 | 0 | 0 | 0 | 0 | 0 | 0 | 0 | 0 | 0 | 0 | 0 | 0 | 0 | 0 | 0 | 0 | 0 | 0 | 0 | 0 | 0 | 0 | 0 | 0 | 0 | 0 | 0 | 0 | 0 | 0 | 0 | 0 | 0 | 0 | 0 | 0 | 0 | 0 | 0 | 0 | 0 | 0 | 0 | 0 | 0 | 0
| 61822 | 0 | 0 | 0 | 0 | 0 | 0 | 0 | 0 | 0 | 0 | 0 | 0 | 0 | 0 | 0 | 0 | 0 | 0 | 0 | 0 | 0 | 0 | 0 | 0 | 0 | 0 | 0 | 0 | 0 | 0 | 0 | 0 | 0 | 0 | 0 | 0 | 0 | 0 | 0 | 0 | 0 | 0 | 0 | 0 | 0 | 0 | 0 | 0 | 0 | 0 | 0 | 0 | 0 | 0 | 0
| 62741 | 0 | 0 | 0 | 0 | 0 | 0 | 0 | 0 | 0 | 0 | 0 | 0 | 0 | 0 | 0 | 0 | 0 | 0 | 0 | 0 | 0 | 0 | 0 | 0 | 0 | 0 | 0 | 0 | 0 | 0 | 0 | 0 | 0 | 0 | 0 | 0 | 0 | 0 | 0 | 0 | 0 | 0 | 0 | 0 | 0 | 0 | 0 | 0 | 0 | 0 | 0 | 0 | 0 | 0 | 0
| 50060 | 0 | 0 | 0 | 0 | 0 | 0 | 0 | 0 | 0 | 0 | 0 | 0 | 0 | 0 | 0 | 0 | 0 | 0 | 0 | 0 | 0 | 0 | 0 | 0 | 0 | 0 | 0 | 0 | 0 | 0 | 0 | 0 | 0 | 0 | 0 | 0 | 0 | 0 | 0 | 0 | 0 | 0 | 0 | 0 | 0 | 0 | 0 | 0 | 0 | 0 | 0 | 0 | 0 | 0 | 0
| 50397 | 0 | 0 | 0 | 0 | 0 | 0 | 0 | 0 | 0 | 0 | 0 | 0 | 0 | 0 | 0 | 0 | 0 | 0 | 0 | 0 | 0 | 0 | 0 | 0 | 0 | 0 | 0 | 0 | 0 | 0 | 0 | 0 | 0 | 0 | 0 | 0 | 0 | 0 | 0 | 0 | 0 | 0 | 0 | 0 | 0 | 0 | 0 | 0 | 0 | 0 | 0 | 0 | 0 | 0 | 0
| 54638 | 0 | 0 | 0 | 0 | 0 | 0 | 0 | 0 | 0 | 0 | 0 | 0 | 0 | 0 | 0 | 0 | 0 | 0 | 0 | 0 | 0 | 0 | 0 | 0 | 0 | 0 | 0 | 0 | 0 | 0 | 0 | 0 | 0 | 0 | 0 | 0 | 0 | 0 | 0 | 0 | 0 | 0 | 0 | 0 | 0 | 0 | 0 | 0 | 0 | 0 | 0 | 0 | 0 | 0 | 0
| 57407 | 0 | 0 | 0 | 0 | 0 | 0 | 0 | 0 | 0 | 0 | 0 | 0 | 0 | 0 | 0 | 0 | 0 | 0 | 0 | 0 | 0 | 0 | 0 | 0 | 0 | 0 | 0 | 0 | 0 | 0 | 0 | 0 | 0 | 0 | 0 | 0 | 0 | 0 | 0 | 0 | 0 | 0 | 0 | 0 | 0 | 0 | 0 | 0 | 0 | 0 | 0 | 0 | 0 | 0 | 0
| 58565 | 0 | 0 | 0 | 0 | 0 | 0 | 0 | 0 | 0 | 0 | 0 | 0 | 0 | 0 | 0 | 0 | 0 | 0 | 0 | 0 | 0 | 0 | 0 | 0 | 0 | 0 | 0 | 0 | 0 | 0 | 0 | 0 | 0 | 0 | 0 | 0 | 0 | 0 | 0 | 0 | 0 | 0 | 0 | 0 | 0 | 0 | 0 | 0 | 0 | 0 | 0 | 0 | 0 | 0 | 0
| Emissions by State: PJM and New York | [48 empty] | Calendar Total Emissions |  |  |  | Delivery Year Total Emissions
| lbs | [48 empty] | lbs |  |  |  | lbs
| State | [48 empty] | 2022 | 2023 | 2024 | 2025 | 2022/23 | 2023/24 | 2024/25 | time axis 2022-01-01 to 2025-12-01
| DC | 0 | 0 | 0 | 0 | 0 | 0 | 0 | 0 | 0 | 0 | 0 | 0 | 0 | 0 | 0 | 0 | 0 | 0 | 0 | 0 | 0 | 0 | 0 | 0 | 0 | 0 | 0 | 0 | 0 | 0 | 0 | 0 | 0 | 0 | 0 | 0 | 0 | 0 | 0 | 0 | 0 | 0 | 0 | 0 | 0 | 0 | 0 | 0 | 0 | 0 | 0 | 0 | 0 | 0 | 0
| DE | 0.045704 | 0.0061379 | 0 | 0 | 0.00047534 | 0.001852 | 0.10421 | 0.048235 | 0 | 0 | 0 | 0 | 0.092496 | 0.07207 | 0 | 0 | 0.0005283 | 0.01494 | 0.17856 | 0.11421 | 2.138e-05 | 0.00084927 | 0 | 0.0039488 | 0.094418 | 0.097377 | 2.1685e-05 | 0.00024566 | 0.00073983 | 0.0072952 | 0.15195 | 0.12999 | 0.0075326 | 0.00038164 | 0 | 0.0013513 | 0.082293 | 0.06411 | 0.0034547 | 0.0018087 | 0.0004767 | 0.021575 | 0.19712 | 0.14336 | 0.011896 | 0.0021772 | 0 | 0.010523 | 0.20662 | 0.47762 | 0.4913 | 0.53879 | 0.31939 | 0.50532 | 0.45064
| IL | 0.39219 | 0.37006 | 0.30997 | 0.23137 | 0.14256 | 0.063593 | 0.11224 | 0.1307 | 0.14736 | 0.1402 | 0.085639 | 0.092139 | 0.17921 | 0.1055 | 0.031198 | 0.056348 | 0.086196 | 0.076368 | 0.1285 | 0.088318 | 0.061483 | 0.071752 | 0.039292 | 0.0279 | 1.9083 | 1.6227 | 1.3134 | 1.0538 | 1.0171 | 1.812 | 2.1276 | 2.1261 | 1.846 | 1.6435 | 1.7073 | 2.2817 | 2.7407 | 2.4516 | 2.0009 | 1.5797 | 1.4823 | 2.0885 | 2.4299 | 2.3671 | 2.1038 | 1.7864 | 2.0415 | 2.7007 | 2.218 | 0.95207 | 20.4595 | 25.7732 | 1.2303 | 7.4089 | 23.7995
| IN | 0.35592 | 0.37585 | 0.37406 | 0.25871 | 0.17413 | 0.23088 | 0.27439 | 0.24594 | 0.30485 | 0.24485 | 0.27068 | 0.25949 | 0.30768 | 0.14318 | 0.10514 | 0.18256 | 0.12028 | 0.16389 | 0.016253 | 0.093283 | 0.12758 | 0.19283 | 0.047438 | 0.047655 | 0.15693 | 0.20891 | 0.10799 | 0.098063 | 0.047623 | 0.029153 | 0.083461 | 0.070504 | 0.080107 | 0.036347 | 0.0014832 | -0.024857 | 0.02734 | 0.04876 | -0.021781 | 0.036527 | 0.013033 | 0.012722 | 0.016897 | -0.016714 | -0.026416 | -0.021135 | -0.041304 | -0.048072 | 3.3697 | 1.5478 | 0.89571 | -0.020145 | 2.6899 | 1.3084 | 0.38008
| KY | 0.61077 | 0.5127 | 0.44013 | 0.45338 | 0.26792 | 0.13012 | 0.23182 | 0.17729 | 0.23843 | 0.21173 | 0.24807 | 0.39902 | 0.36998 | 0.29947 | 0.13706 | 0.1681 | 0.11641 | -0.24311 | -0.36735 | -0.39615 | -0.3319 | -0.36059 | -0.36947 | 0.031311 | 0.23095 | 0.20751 | 0.079893 | 0.035397 | 0.027322 | -0.034 | -0.043628 | -0.039943 | -0.03804 | -0.022175 | 0.070797 | 0.10725 | 0.1384 | 0.15024 | 0.031901 | 0.010679 | 0.0012989 | -0.022445 | -0.01332 | -0.03799 | -0.032997 | 0.00074559 | 0.001519 | 0.027416 | 3.9214 | -0.94625 | 0.58133 | 0.25546 | 2.7275 | -1.4562 | 0.33279
| MD | 0.019552 | 0.015799 | 0 | 0 | 0.0013055 | 0.013071 | 0.20004 | 0.1137 | -0.00086721 | 0 | 0 | 0 | 0.092528 | 0.037336 | -0.0009996 | 0 | -0.00010757 | 0.020738 | 0.23012 | 0.10201 | -0.0087138 | -0.00144 | 0 | 0.016092 | 0.026689 | 0.00469 | 0 | 0 | -0.0083835 | -0.014056 | 0.067621 | 0.0070814 | -0.016597 | -0.035437 | -0.016104 | -0.0052619 | 0.073737 | 0.01592 | -0.0045 | 0 | 0 | -0.0050854 | 0.086895 | 0.0078029 | -0.0029966 | -0.0066358 | -0.0078439 | -1.5541e-05 | 0.3626 | 0.48756 | 0.010242 | 0.15728 | 0.4547 | 0.3818 | 0.072404
| MI | 0.32691 | 0.31493 | 0.3136 | 0.23647 | 0.15323 | 0.41354 | 0.49539 | 0.31327 | 0.33045 | 0.18892 | 0.21091 | 0.44936 | 0.37016 | 0.21839 | 0.13488 | 0.22905 | 0.24716 | 0.34679 | 0.26404 | 0.183 | 0.18908 | 0.1868 | 0.17304 | 0.22797 | 0.15923 | 0.10888 | 0.041552 | 0.03411 | -0.031755 | 0.014335 | 0.0066378 | -0.025632 | -0.038544 | -0.055379 | 0.050448 | 0.26533 | 0.44971 | 0.44198 | 0.046329 | -0.012241 | -0.013151 | -0.017448 | -0.031285 | 0.030554 | -0.022892 | -0.027545 | 0.057509 | 0.27693 | 3.747 | 2.7704 | 0.52921 | 1.1784 | 3.6015 | 1.8827 | 1.1298
| NC | -0.47939 | -0.57419 | -1.2021 | -1.5994 | -1.6253 | -1.5068 | -2.477 | -2.4964 | -1.2794 | -1.8307 | -1.7656 | -1.2877 | -1.5886 | -1.356 | -1.8203 | -1.8557 | -1.8681 | -1.9817 | -2.9477 | -2.8683 | -1.7197 | -2.0176 | -3.2231 | -2.6998 | 0.024047 | 0.0080207 | -0.0018378 | 0.021857 | -0.011886 | 0.020355 | -0.014202 | -0.0054858 | -0.039009 | -0.017654 | -0.03748 | 0.08684 | 0.095362 | 0.072098 | -0.048775 | -0.096585 | -0.077752 | -0.074575 | -0.088073 | -0.065291 | -0.1284 | -0.11143 | -0.10931 | 0.015033 | -18.124 | -25.9464 | 0.033565 | -0.61769 | -21.1323 | -17.4175 | -0.062288
| NJ | 0.0023696 | 0 | 0.00027848 | 0.0012334 | 0.0014712 | 0.0022409 | 0.018774 | 0.010255 | 0.0010325 | 0.00098157 | 0.00083957 | 5.3009e-05 | 3.5462e-05 | 3.5367e-05 | 0.00080402 | 0.00078346 | 0.001285 | 0.0029925 | 0.037864 | 0.018208 | 0.0011425 | 0.0011405 | 0.0011772 | 0.000687 | 0.0036762 | 0.00010617 | 0.00047773 | 0.00095111 | 0.0017136 | 0.0023404 | 0.039792 | 0.032763 | 0.0017519 | 0.001332 | 0.00078499 | 0.0009035 | 0.00036542 | 0.00017668 | 0.00062197 | 0.002388 | 0.001675 | 0.0030622 | 0.053438 | 0.03233 | 0.0015737 | 0.0012349 | 0.00071864 | 0.0013081 | 0.039529 | 0.066155 | 0.086593 | 0.098892 | 0.03712 | 0.070136 | 0.084895
| NY | 0.0013601 | 0.010339 | -7.7307e-09 | 0.011664 | 0.0044071 | 0.057748 | 0.062139 | 0.092381 | 0.022208 | 0.022814 | 0.0032476 | -0.0012453 | 0.0010754 | 0.0007069 | -4.5476e-10 | 0.017741 | 0.010997 | 0.05485 | 0.043906 | 0.039646 | 0.018419 | 0.022717 | 0.010221 | -0.0028709 | 0.0052182 | 0.0015826 | 0.00026682 | 0.0063526 | 0.0047187 | 0.039329 | 0.042619 | 0.046684 | 0.030427 | 0.04174 | 0.012336 | -0.001216 | 0.0055109 | 0.0052055 | 0.0096972 | 0.013928 | 0.010837 | 0.0346 | 0.039732 | 0.027864 | 0.013456 | 0.022458 | 0.011602 | 0.0080847 | 0.28706 | 0.21741 | 0.23006 | 0.20298 | 0.28981 | 0.20503 | 0.2571
| OH | 0.63535 | 0.67393 | 0.54915 | 0.38075 | 0.066102 | 0.1708 | 0.22724 | 0.16812 | 0.33998 | 0.11722 | 0.30395 | 0.45911 | 0.48936 | 0.37293 | 0.11761 | 0.11617 | 0.036534 | 0.15075 | 0.035673 | 0.032075 | -0.0013834 | 0.058894 | -0.15302 | 0.12668 | 0.36098 | 0.27078 | 0.14399 | 0.054084 | 0.0032845 | -0.082665 | -0.038528 | -0.069821 | -0.1366 | -0.083712 | 0.063091 | 0.16545 | 0.35176 | 0.33246 | 0.14584 | 0.03202 | -0.022856 | -0.098239 | -0.047736 | -0.10025 | -0.16331 | -0.0077443 | 0.050333 | 0.077401 | 4.0917 | 1.3823 | 0.65033 | 0.54968 | 2.919 | 1.0828 | 0.65643
| PA | 0.41363 | 0.38897 | 0.28003 | 0.20544 | 0.12848 | 0.19543 | 0.34088 | 0.20101 | 0.08126 | 0.13195 | 0.16901 | 0.33579 | 0.4687 | 0.40442 | 0.21729 | 0.13449 | 0.1307 | 0.19003 | 0.42349 | 0.27962 | 0.10864 | 0.14933 | 0.10165 | 0.32355 | 0.213 | 0.16812 | 0.135 | 0.065298 | 0.080671 | 0.062365 | 0.34827 | 0.27558 | 0.030539 | 0.081518 | 0.14316 | 0.25451 | 0.28093 | 0.28582 | 0.19485 | 0.10313 | 0.087409 | 0.065818 | 0.52025 | 0.29664 | 0.041583 | 0.09315 | 0.1455 | 0.20384 | 2.8719 | 2.9319 | 1.858 | 2.3189 | 2.8109 | 2.2384 | 2.1481
| TN | -0.57153 | -0.6972 | -0.65134 | -1.0193 | -1.3001 | -1.6926 | -1.7176 | -1.6889 | -1.5495 | -1.5368 | -1.5919 | -0.52705 | 0.022123 | 0.046604 | 0.020611 | 0.0095615 | 0.020062 | 0.043271 | 0.077695 | 0.10568 | 0.026189 | 0.024161 | 0.024452 | 0.02524 | 0.043636 | 0.049884 | 0.01701 | -0.0052761 | 0.0024605 | -0.0097834 | -0.004616 | -0.0081369 | 0.0008658 | 0.0062948 | 0.033757 | 0.022202 | 0.025573 | 0.016175 | 0.0084475 | -0.0090839 | -0.00021071 | -0.011548 | -0.019715 | -0.011221 | -0.0019553 | 0.0056339 | 0.0070604 | 0.0021139 | -14.5437 | 0.44565 | 0.1483 | 0.011271 | -10.1852 | 0.4344 | 0.081485
| VA | 0.0025381 | 0.00093018 | 0 | 0 | 0.00012867 | -0.0025025 | 0.034812 | -0.031394 | 0.00010538 | 7.7745e-05 | 0.00026141 | 0 | 0.0052199 | 0.0017662 | 3.4096e-05 | 0.00081705 | -0.00089667 | -0.024365 | 0.099101 | 0.0059862 | 0.00094751 | 0.00060644 | 0.00069735 | 0.00026596 | 0.0033261 | -0.022853 | -0.021962 | -0.017448 | -0.020618 | -0.034313 | 0.071484 | 0.045325 | -0.030315 | -0.024023 | -0.022828 | -0.025022 | 0.0040033 | 0.0029415 | -0.00099225 | -0.0026909 | -0.0063226 | -0.015878 | 0.12112 | 0.058781 | -0.010115 | -0.0032723 | -0.0036223 | -0.00078756 | 0.004957 | 0.090181 | -0.099247 | 0.14317 | 0.0083007 | 0.0036856 | -0.022754
| WV | 0.78878 | 0.94866 | 0.53903 | 0.466 | 0.099656 | 0.156 | 0.25537 | 0.19264 | 0.10635 | 0.0149 | 0.35645 | 0.63654 | 0.8252 | 0.539 | 0.12179 | 0.15752 | -0.043918 | 0.039975 | 0.045851 | 0.048782 | -0.037582 | 0.064395 | -0.077128 | 0.39739 | 0.49382 | 0.31524 | 0.11766 | 0.04046 | -0.02961 | -0.13348 | -0.10191 | -0.099165 | -0.23584 | -0.085411 | 0.060367 | 0.29573 | 0.47016 | 0.34774 | 0.084059 | -0.055178 | -0.06965 | -0.16798 | -0.11234 | -0.14446 | -0.18152 | -0.10832 | -0.071725 | 0.094924 | 4.5604 | 2.0813 | 0.63784 | 0.085707 | 3.3178 | 1.4192 | 0.47741
Calendar Total Emissions

## Monthly Emissions - PM10
Monthly Emissions of PM10
| Emissions by Plant: MAAC Region | [48 empty] | Calendar Total Emissions |  |  |  | Delivery Year Total Emissions
| short tons | [48 empty] | short tons |  |  |  | short tons
| ORIS Code | [48 empty] | 2022 | 2023 | 2024 | 2025 | 2022/23 | 2023/24 | 2024/25 | time axis 2022-01-01 to 2025-12-01
| 591 | 0 | 0 | 0 | 0 | 0 | 0 | 0 | 0 | 0 | 0 | 0 | 0 | 0 | 0 | 0 | 0 | 0 | 0 | 0.51115 | 0.29256 | 0 | 0 | 0 | 0 | 0.39637 | 0 | 0 | 0 | 0 | 0 | 0.6234 | 0.41853 | 0 | 0 | 0 | 0 | 0 | 0 | 0 | 0 | 0 | 0 | 1.0538 | 0.51881 | 0 | 0 | 0 | 0 | 0 | 0.8037 | 1.4383 | 1.5726 | 0 | 1.2001 | 1.0419
| 592 | 0 | 0 | 0 | 0 | 0 | 0 | 0 | 0 | 0 | 0 | 0 | 0 | 0 | 0 | 0 | 0 | 0 | 0 | 0.10467 | 0.06304 | 0 | 0 | 0 | 0 | 0.060396 | 0 | 0 | 0 | 0 | 0 | 0.1392 | 0.091058 | 0 | 0 | 0 | 0 | 0 | 0 | 0 | 0 | 0 | 0 | 0.26517 | 0.12151 | 0 | 0 | 0 | 0 | 0 | 0.16771 | 0.29066 | 0.38669 | 0 | 0.22811 | 0.23026
| 593 | 0 | 0 | 0 | 0 | 0 | 1e-07 | 1e-06 | 1e-07 | 0 | 0 | 0 | 0 | 1e-07 | 1e-07 | 0 | 0 | 0 | 1e-07 | 1e-06 | 1e-07 | 0 | 0 | 0 | 1e-08 | 1e-07 | 2e-07 | 0 | 0 | 0 | 0 | 1e-06 | 2e-07 | 0 | 0 | 0 | 0 | 1e-07 | 0 | 0 | 1e-07 | 0 | 0 | 1e-06 | 0 | 0 | 0 | 0 | 0 | 1.2e-06 | 1.41e-06 | 1.5e-06 | 1.2e-06 | 1.4e-06 | 1.51e-06 | 1.4e-06
| 594 | 0.64758 | 0.088169 | 0 | 0 | 0 | 0 | 1.4425 | 0.63386 | 0 | 0 | 0 | 0 | 1.3263 | 1.0351 | 0 | 0 | 0 | 0.18235 | 2.3718 | 1.5184 | 0 | 0 | 0 | 0.056723 | 1.226 | 1.3939 | 0 | 0 | 0 | 0.086735 | 1.974 | 1.7126 | 0.10162 | 0 | 0 | 0.016719 | 1.1761 | 0.91689 | 0.045592 | 0 | 0 | 0.28688 | 2.5367 | 1.8937 | 0.16368 | 0.02943 | 0 | 0.15047 | 2.8121 | 6.4906 | 6.5116 | 7.1994 | 4.4377 | 6.7492 | 6.0303
| 597 | 0 | 0 | 0 | 0 | 0 | 0 | 0 | 0 | 0 | 0 | 0 | 0 | 0 | 0 | 0 | 0 | 0 | 0 | 0.052968 | 0.034932 | 0 | 0 | 0 | 0 | 0.079496 | 0 | 0 | 0 | 0 | 0 | 0.069602 | 0.046576 | 0 | 0 | 0 | 0 | 0 | 0 | 0 | 0 | 0 | 0 | 0.12859 | 0.05822 | 0 | 0 | 0 | 0 | 0 | 0.0879 | 0.19567 | 0.18681 | 0 | 0.1674 | 0.11618
| 602 | -0.26258 | 0 | 0 | 0 | 0 | 0 | 1.5435 | 1.0768 | 0 | 0 | 0 | 0 | 0.41832 | 0.06676 | 0 | 0 | 0 | 0.08285 | 2.2301 | 1.4163 | 0 | 0 | 0 | 0 | 0 | 0 | 0 | 0 | 0 | 0 | 1.022 | 0.28052 | -0.02642 | 0 | 0 | 0 | 1.2676 | 0.26618 | -0.07193 | 0 | 0 | -0.08275 | 0.66759 | -0.26941 | -0.05173 | -0.1071 | -0.13516 | -0.00025 | 2.3578 | 4.2144 | 1.2761 | 1.4831 | 3.1054 | 3.7293 | 2.738
| 1552 | 0 | 0 | 0 | 0 | 0 | 0 | 0 | 0 | 0 | 0 | 0 | 0 | 0 | 0 | 0 | 0 | 0 | 0 | 0 | 0 | 0 | 0 | 0 | 0 | 0 | 0 | 0 | 0 | 0 | 0 | 0 | 0 | 0 | 0 | 0 | 0 | 0 | 0 | 0 | 0 | 0 | 0 | 0.041712 | 0.015736 | 0 | 0 | 0 | 0 | 0 | 0 | 0 | 0.057448 | 0 | 0 | 0
| 1554 | -0.9467 | -0.72816 | 0 | 0.030573 | 0.0037321 | -0.050374 | 0.82633 | 0.40837 | -0.004093 | -0.022663 | 0.012199 | 0 | -0.59777 | -0.33065 | 0.0039168 | 0.038055 | 0.012754 | 0.032134 | 0.89471 | 0.5701 | 0.015686 | 0.022071 | 0.022662 | 0.0044477 | -0.39287 | 0 | 0 | 0.016769 | -0.012841 | -0.046525 | -0.0035109 | -0.0092065 | -0.039748 | -0.06145 | -0.0080916 | 0.012006 | 0 | 0 | -0.054283 | -0.034038 | -0.046494 | -0.038389 | 0.028106 | -0.0014816 | -0.012663 | -0.026437 | -0.020253 | 0.01886 | -0.47079 | 0.68811 | -0.54546 | -0.18707 | 0.29608 | 1.1729 | -0.29134
| 1556 | 0 | 0 | 0 | 0 | 0.015173 | 0.13979 | 0.37744 | 0.43514 | 0.016722 | 0 | 0 | 0 | 0 | 0 | 0 | 0 | 0.023024 | 0.15487 | 0.73045 | 0.54807 | 0.0041954 | 0.030517 | 0 | 0 | -0.04849 | 0 | 0 | 0 | 0.0037095 | 0.052966 | 0.68512 | 0.37444 | 0.061875 | -0.0038954 | 0 | 0 | 0.0088378 | 0 | -2.438e-05 | -0.0049897 | 0.0074817 | 0.1158 | 1.2354 | 0.57183 | 0.017439 | -0.026503 | -0.0040802 | 0.0043844 | 0.98427 | 1.4911 | 1.1257 | 1.9255 | 0.99212 | 1.4233 | 1.1818
| 1557 | 0 | 0 | 0 | 0 | 0 | 0 | 0 | 0 | 0 | 0 | 0 | 0 | 0 | 0 | 0 | 0 | 0 | 0 | 0 | 0 | 0 | 0 | 0 | 0 | 0 | 0 | 0 | 0 | 0 | 0 | 0 | 0 | 0 | 0 | 0 | 0 | 0 | 0 | 0 | 0 | 0 | 0 | 0.023952 | 0.0096386 | 0 | 0 | 0 | 0 | 0 | 0 | 0 | 0.03359 | 0 | 0 | 0
| 1563 | 0 | 0 | 0 | 0 | 0 | 0 | 0 | 0 | 0 | 0 | 0 | 0 | 0 | 0 | 0 | 0 | 0 | 0 | 0.11369 | 0.085095 | 0 | 0 | 0 | 0 | 0.052494 | 0 | 0 | 0 | 0 | 0 | 0.14807 | 0.09972 | 0 | 0 | 0 | 0 | 0 | 0 | 0 | 0 | 0 | 0 | 0.25912 | 0.13429 | 0 | 0 | 0 | 0 | 0 | 0.19879 | 0.30028 | 0.39341 | 0 | 0.25128 | 0.24779
| 1564 | 0 | 0 | 0 | 0 | 0 | 0 | 0 | 0 | 0 | 0 | 0 | 0 | 0 | 0 | 0 | 0 | 0 | 0 | 0.12893 | 0.086277 | 0 | 0 | 0 | 0 | 0.065094 | 0 | 0 | 0 | 0 | 0 | 0.1891 | 0.12079 | 0 | 0 | 0 | 0 | 0 | 0 | 0 | 0 | 0 | 0 | 0.33522 | 0.16393 | 0 | 0 | 0 | 0 | 0 | 0.21521 | 0.37498 | 0.49914 | 0 | 0.2803 | 0.30989
| 1571 | 0.096022 | 0.012494 | 0 | 0 | 0 | 0.04757 | 1.232 | 0.651 | 0 | 0 | 0 | 0 | 0.38357 | 0.09318 | 0 | 0 | 0 | 0.15107 | 0.78026 | -0.0208 | -0.009182 | 0 | 0 | 0 | 0 | 0 | 0 | 0 | 0 | 0 | 0 | 0 | 0 | 0 | 0 | 0 | 0 | 0 | 0 | 0 | 0 | 0 | -0.043789 | -0.098113 | 0 | 0 | 0 | 0 | 2.0391 | 1.3781 | 0 | -0.1419 | 2.4074 | 0.90135 | 0
| 1572 | 0 | 0 | 0 | 0 | 0.0053184 | 0.035205 | 0.26581 | 0.14176 | -0.011537 | 0 | 0 | 0 | 0 | 0 | 0 | 0 | 0.0055229 | 0.072182 | 0.17225 | -0.027031 | -0.03588 | -0.010001 | 0 | 0 | -0.036037 | 0 | 0 | 0 | -0.03162 | -0.071432 | -0.096497 | -0.15259 | -0.054731 | -0.021847 | 0 | 0 | 0 | 0 | -0.0056479 | -0.10213 | -0.068554 | -0.13585 | -0.15647 | -0.23908 | -0.08271 | -0.088167 | -0.023338 | 0 | 0.43656 | 0.17704 | -0.46475 | -0.90194 | 0.43676 | 0.10386 | -0.57343
| 1573 | 0.83868 | 0.372 | 0 | 0 | 0.028135 | 0.26496 | 1.0926 | 0.36406 | -0.02259 | 0 | 0 | 0 | 1.1008 | 0.68834 | -0.01986 | 0 | -0.003902 | 0.23047 | 0.73464 | -0.16923 | -0.18666 | -0.037516 | 0 | 0.36857 | 0.41415 | 0.11508 | 0 | 0 | -0.19601 | -0.31384 | -0.35822 | -0.59804 | -0.34562 | -0.77524 | -0.37596 | -0.10671 | 0 | 0 | 0 | 0 | 0 | 0 | 0 | 0 | 0 | 0 | 0 | 0 | 2.9379 | 2.7057 | -2.5404 | 0 | 3.4644 | 1.2735 | -2.8736
| 1580 | 0 | 0 | 0 | 0 | 0 | 0 | 0.0050314 | 0.010121 | 0 | 0 | 0 | 0 | 0 | 0 | 0 | 0 | 0 | 0 | 0.33862 | 0.16779 | 0 | 0 | 0 | 0 | 0.17241 | 0 | 0 | 0 | 0 | 0 | 0.41406 | 0.29025 | 0 | 0 | 0 | 0 | 0 | 0 | 0 | 0 | 0 | 0 | 0.58376 | 0.28013 | 0 | 0 | 0 | 0 | 0.015152 | 0.50641 | 0.87672 | 0.86389 | 0.015152 | 0.67882 | 0.70431
| 2379 | 0.014952 | 0 | 0 | 0 | 0 | 0 | 0.23822 | 0.10224 | 0 | 0 | 0 | 0 | 0 | 0 | 0 | 0 | 0 | 0 | 0.71141 | 0.3293 | 0 | 0 | 0 | 0 | 0.052344 | 0 | 0 | 0 | 0 | 0 | 0.63214 | 0.51242 | 0 | 0 | 0 | 0 | 0 | 0 | 0 | 0 | 0 | 0 | 0.75246 | 0.53421 | 0 | 0 | 0 | 0 | 0.35541 | 1.0407 | 1.1969 | 1.2867 | 0.34046 | 1.0931 | 1.1446
| 2390 | 0.20643 | 0 | 0 | 0 | 0 | 0 | 1.4847 | 0.62905 | 0 | 0 | 0 | 0 | 0 | 0 | 0 | 0 | 0 | 0 | 2.8903 | 1.0796 | 0 | 0 | 0 | 0 | 0.32751 | 0 | 0 | 0 | 0 | 0 | 3.0495 | 2.3579 | 0 | 0 | 0 | 0 | 0 | 0 | 0 | 0 | 0 | 0 | 3.804 | 2.2624 | 0 | 0 | 0 | 0 | 2.3202 | 3.9699 | 5.7349 | 6.0663 | 2.1138 | 4.2974 | 5.4074
| 2393 | 3.3717 | 3.1024 | 0.022124 | 0 | 0 | 0 | 0.44907 | 0.24288 | 0 | 0 | 0 | 0.39084 | 2.8539 | 1.9581 | 0.022312 | 0 | 0.004327 | 0 | -0.003056 | 0 | 0 | 0 | 0 | 0.23014 | 2.3841 | 2.208 | 0.33722 | 0 | 0 | 0 | -0.076409 | -0.018477 | 0 | 0 | 0.66774 | 1.3641 | 1.8012 | 1.7287 | 1.274 | 0.022739 | 0 | 0 | -0.049171 | -0.064382 | 0.71353 | 0.4126 | 1.7244 | 1.8944 | 7.579 | 5.0657 | 6.8662 | 9.458 | 5.9214 | 5.1564 | 6.7635
| 2398 | 0.0792 | 0.10386 | 1.4406 | 0.68183 | 2.4382 | 2.2543 | 1.9365 | 2.1999 | 2.4217 | 3.01 | 2.2071 | 1.2291 | 1.224 | 0.97521 | 1.9778 | 2.1025 | 2.6669 | 2.2772 | 1.9705 | 2.1418 | 2.442 | 3.2911 | 2.6109 | 1.916 | 0.95992 | 1.0176 | 2.2198 | 1.2126 | 2.2818 | 2.4647 | 1.8657 | 2.0272 | 2.4366 | 3.3353 | 2.0226 | 2.17 | 1.4695 | 1.1954 | 3.8099 | 1.5406 | 2.6293 | 2.5177 | 1.9851 | 2.1557 | 2.7649 | 3.9184 | 2.1713 | 2.3989 | 20.0023 | 25.5959 | 24.0138 | 28.5567 | 24.2051 | 24.3411 | 26.9667
| 2399 | 0.10846 | 0 | 0 | 0 | 0.050063 | 0.23747 | 0.70901 | 0.5101 | 0 | 0 | 0 | 0 | 0 | 0 | 0 | 0 | 0.053016 | 0.3693 | 1.1929 | 0.7826 | 0 | 0.031105 | 0 | 0 | 0.14065 | 0 | 0 | 0.002267 | 0.062876 | 0.22265 | 1.3114 | 1.0084 | 0.077576 | 0.029378 | 0 | 0 | 0.015961 | 0 | 0.0024925 | 0.1926 | 0.046916 | 0.28337 | 1.2846 | 0.95101 | 0.10911 | 0.021951 | 0 | 0.0027041 | 1.6151 | 2.4289 | 2.8552 | 2.9107 | 1.5096 | 2.5817 | 2.9074
| 2401 | 0.024048 | 0 | 0 | 0 | 0.0051653 | 0 | 0.176 | 0.11453 | 0 | 0 | 0 | 0 | 0 | 0 | 0 | 0 | 0.015676 | 0 | 0.14257 | 0.093315 | 0 | 0 | 0 | 0 | 0.036362 | 0 | 0 | 0 | 0.031404 | 0 | 0.071459 | 0.11207 | 0 | 0 | 0 | 0 | 0 | 0 | 0 | 0.0075153 | 0.021232 | 0 | 0.12194 | 0.11111 | 0 | 0.000107 | 0 | 0 | 0.31974 | 0.25156 | 0.2513 | 0.26191 | 0.3062 | 0.30365 | 0.21228
| 2404 | 0.15939 | 0 | 0 | 0 | 0.12516 | 0.22934 | 0.96252 | 0.82938 | 0 | 0 | 0 | 0 | 0 | 0 | 0 | 0 | 0.18793 | 0.33669 | 0.57988 | 0.2813 | 0 | 0.11481 | 0 | 0 | 0.21792 | 0 | 0 | 0.035664 | 0.35033 | 0.18139 | 0.79236 | 0.39004 | -0.0029969 | 0.027013 | 0 | 0 | 0 | 0 | 0.014406 | 0.3666 | 0.34944 | 0.1276 | 0.9344 | 0.69856 | 0 | 0.04738 | 0 | 0 | 2.3058 | 1.5006 | 1.9917 | 2.5384 | 2.2092 | 1.9166 | 2.1182
| 2406 | 1.2786 | 0.72094 | 0.98467 | 0.69136 | 0.95214 | 1.3879 | 1.8256 | 2.2653 | 2.0105 | 0.73311 | 0.8042 | 1.8854 | 1.1797 | 1.099 | 1.2444 | 0.89734 | 1.7408 | 1.832 | 2.887 | 2.8881 | 2.2899 | 1.0851 | 1.7917 | 1.4473 | 1.4913 | 1.7343 | 1.7107 | 0.6391 | 1.1264 | 1.6899 | 2.0502 | 2.4532 | 1.9704 | 0.86298 | 2.0472 | 1.6188 | 1.2601 | 1.0178 | 1.9614 | 1.2153 | 1.5289 | 2.2217 | 2.8845 | 3.133 | 2.3788 | 1.3516 | 2.8112 | 1.9764 | 15.5397 | 20.3824 | 19.3945 | 23.7406 | 17.0733 | 20.9229 | 19.676
| 2410 | 0 | 0 | 0 | 0 | 0 | 0 | 0 | 0 | 0 | 0 | 0 | 0 | 0 | 0 | 0 | 0 | 0 | 0 | 0.14096 | 0.080697 | 0 | 0 | 0 | 0 | 0 | 0 | 0 | 0 | 0 | 0 | 0.14096 | 0.16139 | 0 | 0 | 0 | 0 | 0 | 0 | 0 | 0 | 0 | 0 | 0.36246 | 0.16308 | 0 | 0 | 0 | 0 | 0 | 0.22165 | 0.30235 | 0.52554 | 0 | 0.22165 | 0.30235
| 2411 | 0.83172 | 0.89973 | 0.34056 | 0.29593 | 0.39954 | 0.50877 | 0.38431 | 0.76856 | 0.79013 | 0.62029 | 0.60344 | 0.8682 | 0.87069 | 0.81885 | 0.5117 | 0.27507 | 0.33131 | 0.74596 | 0.62716 | 0.95951 | 0.84891 | 0.48899 | 0.60033 | 1.2336 | 0.55391 | 0.58969 | 0.46759 | 0.28523 | 0.52251 | 0.5719 | 0.45309 | 0.55404 | 0.67072 | 0.30169 | 0.57329 | 0.71978 | 0.3982 | 0.52173 | 0.34136 | 0.20636 | 0.47513 | 0.74572 | 0.51045 | 0.62755 | 0.99793 | 0.4547 | 0.466 | 0.90627 | 7.3112 | 8.3121 | 6.2634 | 6.6514 | 7.3513 | 7.9234 | 5.7873
| 2434 | 0.013927 | 0 | 0 | 0 | 0.0085314 | 0.0074318 | 0.095891 | 0.056623 | 0 | 0 | 0 | 0 | 0 | 0 | 0 | 0 | 0.0094938 | 0.033341 | 0.13764 | 0.087587 | 0 | 0.014033 | 0 | 0 | 0.018209 | 0 | 0 | 0.0016509 | 0.013349 | 0.017567 | 0.13356 | 0.10432 | 0.0077308 | 0.0035047 | 0 | 0 | 0.0019914 | 0.00098595 | 0.0018153 | 0.033931 | 0.0092551 | 0.025077 | 0.14255 | 0.10392 | 0.010238 | 0.0026186 | 0 | 0 | 0.1824 | 0.2821 | 0.29989 | 0.33238 | 0.16944 | 0.30581 | 0.31466
| 3109 | 0 | 0 | 0 | 0 | 0 | 0 | 0 | 0 | 0 | 0 | 0 | 0 | 0 | 0 | 0 | 0 | 0 | 0 | 0.0018441 | 0.0055531 | 0 | 0 | 0 | 0 | 0 | 0 | 0 | 0 | 0 | 0 | 0.0036882 | 0 | 0 | 0 | 0 | 0 | 0 | 0 | 0 | 0 | 0 | 0 | 0.027714 | 0.012957 | 0 | 0 | 0 | 0 | 0 | 0.0073972 | 0.0036882 | 0.040672 | 0 | 0.0073972 | 0.0036882
| 3110 | 0 | 0 | 0 | 0 | 0 | 0 | 0 | 0 | 0 | 0 | 0 | 0 | 0 | 0 | 0 | 0 | 0 | 0 | 0 | 0.032447 | 0 | 0 | 0 | 0 | 0 | 0 | 0 | 0 | 0 | 0 | 0 | 0 | 0 | 0 | 0 | 0 | 0 | 0 | 0 | 0 | 0 | 0 | 0.29093 | 0.09734 | 0 | 0 | 0 | 0 | 0 | 0.032447 | 0 | 0.38827 | 0 | 0.032447 | 0
| 3111 | 0 | 0 | 0 | 0 | 0 | 0 | 0 | 0 | 0 | 0 | 0 | 0 | 0 | 0 | 0 | 0 | 0 | 0 | 0.0033899 | 0.010208 | 0 | 0 | 0 | 0 | 0 | 0 | 0 | 0 | 0 | 0 | 0.0073158 | 0 | 0 | 0 | 0 | 0 | 0 | 0 | 0 | 0 | 0 | 0 | 0.054238 | 0.026276 | 0 | 0 | 0 | 0 | 0 | 0.013598 | 0.0073158 | 0.080514 | 0 | 0.013598 | 0.0073158
| 3112 | 0 | 0 | 0 | 0 | 0 | 0 | 0 | 0 | 0 | 0 | 0 | 0 | 0 | 0 | 0 | 0 | 0 | 0 | 0.0017958 | 0.0054078 | 0 | 0 | 0 | 0 | 0 | 0 | 0 | 0 | 0 | 0 | 0.0035917 | 0 | 0 | 0 | 0 | 0 | 0 | 0 | 0 | 0 | 0 | 0 | 0.02919 | 0.014421 | 0 | 0 | 0 | 0 | 0 | 0.0072036 | 0.0035917 | 0.043611 | 0 | 0.0072036 | 0.0035917
| 3113 | 0 | 0 | 0 | 0 | 0 | 0 | 0 | 0 | 0 | 0 | 0 | 0 | 0 | 0 | 0 | 0 | 0 | 0 | 0 | 0 | 0 | 0 | 0 | 0 | 0 | 0 | 0 | 0 | 0 | 0 | 0 | 0 | 0 | 0 | 0 | 0 | 0 | 0 | 0 | 0 | 0 | 0 | 0 | 0 | 0 | 0 | 0 | 0 | 0 | 0 | 0 | 0 | 0 | 0 | 0
| 3114 | 0 | 0 | 0 | 0 | 0 | 0 | 0 | 0 | 0 | 0 | 0 | 0 | 0 | 0 | 0 | 0 | 0 | 0 | 0 | 0 | 0 | 0 | 0 | 0 | 0 | 0 | 0 | 0 | 0 | 0 | 0 | 0 | 0 | 0 | 0 | 0 | 0 | 0 | 0 | 0 | 0 | 0 | 0 | 0 | 0 | 0 | 0 | 0 | 0 | 0 | 0 | 0 | 0 | 0 | 0
| 3115 | 0 | 0 | 0 | 0 | 0 | 0 | 0 | 0 | 0 | 0 | 0 | 0 | 0 | 0 | 0 | 0 | 0 | 0 | 0 | 0 | 0 | 0 | 0 | 0 | 0 | 0 | 0 | 0 | 0 | 0 | 0 | 0 | 0 | 0 | 0 | 0 | 0 | 0 | 0 | 0 | 0 | 0 | 0 | 0 | 0 | 0 | 0 | 0 | 0 | 0 | 0 | 0 | 0 | 0 | 0
| 3116 | 0 | 0 | 0 | 0 | 0 | 0 | 0 | 0 | 0 | 0 | 0 | 0 | 0 | 0 | 0 | 0 | 0 | 0 | 0.014008 | 0.010546 | 0 | 0 | 0 | 0 | 0 | 0 | 0 | 0 | 0 | 0 | 0.01751 | 0.0070305 | 0 | 0 | 0 | 0 | 0 | 0 | 0 | 0 | 0 | 0 | 0.08037 | 0.029864 | 0 | 0 | 0 | 0 | 0 | 0.024554 | 0.024541 | 0.11023 | 0 | 0.024554 | 0.024541
| 3118 | 2.6932 | 2.2993 | 0.56132 | 0.1766 | 1.0684 | 3.0042 | 6.7267 | 3.5117 | 0.04398 | 0.35271 | 1.1125 | 2.148 | 2.8185 | 3.811 | 1.7242 | 0.59785 | 1.3875 | 5.0789 | 6.5812 | 5.7484 | 1.2672 | 2.4037 | 1.8742 | 2.6926 | 3.1188 | 0.54229 | 0.49995 | 1.1073 | 1.0281 | 1.9857 | 4.4498 | 2.9948 | 1.751 | 1.0883 | -0.01082 | 2.5357 | 5.913 | 3.3301 | 0.47765 | 0.78694 | 2.3056 | 1.8088 | 4.1472 | 2.2385 | -0.40411 | -0.05066 | 0.28076 | 3.3068 | 23.6985 | 35.9853 | 21.091 | 24.1405 | 27.2387 | 31.9428 | 27.6079
| 3120 | 0.003045 | 0 | 0 | 0 | 0 | 0 | 0.017036 | 0.0097714 | 0 | 0 | 0 | 0 | 0 | 0 | 0 | 0 | 0 | 0 | 0.024338 | 0.0081428 | 0 | 0 | 0 | 0 | 0.0079198 | 0 | 0 | 0 | 0 | 0 | 0.0073013 | 0.0053003 | 0 | 0 | 0 | 0 | 0 | 0 | 0 | 0 | 0 | 0.00081719 | 0.0056788 | 0.0036866 | 0 | 0 | 0 | 0 | 0.029853 | 0.03248 | 0.020521 | 0.010183 | 0.026808 | 0.0404 | 0.012602
| 3122 | 5.2398 | 3.7593 | 5.6082 | 3.1756 | 2.4402 | 3.0732 | 3.2517 | 1.2703 | 2.1429 | 2.2467 | 3.017 | 5.8818 | 5.0451 | 3.4939 | 4.3892 | 2.09 | 2.0109 | 2.1205 | 1.7837 | 1.6609 | 1.2435 | 2.3546 | 2.5976 | 4.3356 | 1.9946 | 2.1512 | 2.6023 | 0.81915 | 1.0789 | 0.45998 | 0.37906 | 0.62751 | 0.49967 | 0.88925 | 1.0008 | 2.4336 | 2.1012 | 1.9685 | 0.95565 | 0.52735 | 1.1559 | 0.37735 | 0.36732 | 0.45967 | 0.35403 | 1.2072 | 0.72004 | 1.7938 | 41.1068 | 33.1255 | 14.9361 | 11.988 | 37.9127 | 24.7426 | 12.9984
| 3130 | 0 | 0 | 0 | 0.07072 | 0.36793 | 0.02403 | 0 | 0 | 0.35541 | 0.03973 | 0 | 0 | 0 | 0 | 0 | 0.01804 | 0.25348 | 0 | 0 | 0 | 0.18359 | 0 | 0 | 0 | 0 | 0 | 0 | 0 | 0.06213 | 0 | 0 | 0 | 0.07155 | 0.04043 | 0 | 0 | 0 | 0 | 0 | 0 | 0.038 | 0 | 0 | 0 | 0 | 0 | 0 | 0 | 0.85782 | 0.45511 | 0.17411 | 0.038 | 0.69069 | 0.24572 | 0.14998
| 3131 | 0.62931 | 0.46465 | 0.57892 | 0.30707 | 0.35252 | 0.19476 | 0.23831 | 0.32028 | 0.28525 | 0.27085 | 0.61574 | 0.78473 | 0.66896 | 0.62532 | 0.49281 | 0.27303 | 0.29797 | 0.25658 | 0.33281 | 0.41737 | 0.40653 | 0.29213 | 0.52002 | 0.99889 | 0.68099 | 0.55652 | 0.45433 | 0.1863 | 0.33531 | 0.17027 | 0.18272 | 0.13956 | 0.28299 | 0.29742 | 0.47267 | 0.75149 | 0.51462 | 0.59063 | 0.37951 | 0.27268 | 0.34798 | 0.26137 | 0.22105 | 0.2554 | 0.23598 | 0.38538 | 0.36731 | 0.60014 | 5.0424 | 5.5824 | 4.5106 | 4.4321 | 5.068 | 5.4378 | 4.4026
| 3132 | 0 | 0 | 0 | 0 | 0 | 0 | 0 | 0 | 0 | 0 | 0 | 0 | 0 | 0 | 0 | 0 | 0 | 0 | 0 | 0 | 0 | 0 | 0 | 0 | 0 | 0 | 0 | 0 | 0 | 0 | 0 | 0 | 0 | 0 | 0 | 0 | 0 | 0 | 0 | 0 | 0 | 0 | 0 | 0 | 0 | 0 | 0 | 0 | 0 | 0 | 0 | 0 | 0 | 0 | 0
| 3136 | 6.9455 | 5.1366 | 3.346 | 1.7704 | 1.1583 | 2.3535 | 3.1941 | 2.1952 | 1.1064 | 2.556 | 1.8702 | 4.9953 | 8.1353 | 7.7884 | 2.3647 | 2.2902 | 1.6236 | 2.4447 | 2.3476 | 1.915 | 1.558 | 1.9437 | 1.6765 | 5.0202 | 3.0003 | 2.0757 | 1.5734 | 1.165 | 1.3093 | 1.4164 | 1.3211 | 1.4103 | 1.2851 | 1.5003 | 2.8519 | 3.121 | 3.0648 | 6.0414 | 5.0932 | 1.9649 | 0.84194 | 1.12 | 1.1826 | 0.87282 | 1.5671 | 2.4835 | 3.6521 | 3.3796 | 36.6275 | 39.1079 | 22.0298 | 31.2638 | 40.473 | 26.0293 | 29.9123
| 3139 | 0 | 0 | 0 | 0 | 0 | 0 | 0 | 0 | 0 | 0 | 0 | 0 | 0 | 0 | 0 | 0 | 0 | 0 | 0 | 0 | 0 | 0 | 0 | 0 | 0 | 0 | 0 | 0 | 0 | 0 | 0 | 0 | 0 | 0 | 0 | 0 | 0 | 0 | 0 | 0 | 0 | 0 | 0 | 0 | 0 | 0 | 0 | 0 | 0 | 0 | 0 | 0 | 0 | 0 | 0
| 3140 | 3.3465 | 3.0711 | 1.8334 | 0.94134 | 1.2758 | 1.0629 | 1.1375 | 1.314 | 1.3744 | 0.99549 | 2.3596 | 3.2389 | 2.8105 | 2.6944 | 2.1304 | 0.99076 | 1.6489 | 1.3892 | 1.5715 | 1.8175 | 1.788 | 0.97249 | 2.3717 | 2.6573 | 1.9905 | 2.0678 | 1.9737 | 0.72133 | 1.1543 | 1.187 | 0.76391 | 0.87046 | 1.5229 | 1.4381 | 2.0661 | 2.7699 | 1.9007 | 2.2314 | 2.0934 | 0.93876 | 1.3861 | 1.3689 | 1.4194 | 1.9688 | 1.6357 | 1.5783 | 2.0839 | 2.3271 | 21.9511 | 22.8426 | 18.5261 | 20.9325 | 21.7578 | 20.4753 | 19.1689
| 3142 | 0 | 0 | 0 | 0 | 0 | 0 | 0 | 0 | 0 | 0 | 0 | 0 | 0 | 0 | 0 | 0 | 0 | 0 | 0 | 0 | 0 | 0 | 0 | 0 | 0 | 0 | 0 | 0 | 0 | 0 | 0 | 0 | 0 | 0 | 0 | 0 | 0 | 0 | 0 | 0 | 0 | 0 | 0 | 0 | 0 | 0 | 0 | 0 | 0 | 0 | 0 | 0 | 0 | 0 | 0
| 3143 | 0 | 0 | 0 | 0 | 0 | 0 | 0 | 0 | 0 | 0 | 0 | 0 | 0 | 0 | 0 | 0 | 0 | 0 | 0.15008 | 0.08274 | 0 | 0 | 0 | 0 | -0.034242 | 0 | 0 | 0 | 0 | 0 | 0.13113 | 0.10936 | 0 | 0 | 0 | 0 | 0 | 0 | 0 | 0 | 0 | 0 | 0.30654 | 0.12411 | 0 | 0 | 0 | 0 | 0 | 0.23282 | 0.20624 | 0.43065 | 0 | 0.19858 | 0.24048
| 3144 | 0 | 0 | 0 | 0 | 0 | 0 | 0 | 0 | 0 | 0 | 0 | 0 | 0 | 0 | 0 | 0 | 0 | 0 | 0 | 0 | 0 | 0 | 0 | 0 | 0 | 0 | 0 | 0 | 0 | 0 | 0 | 0 | 0 | 0 | 0 | 0 | 0 | 0 | 0 | 0 | 0 | 0 | 0 | 0 | 0 | 0 | 0 | 0 | 0 | 0 | 0 | 0 | 0 | 0 | 0
| 3146 | 0 | 0 | 0 | 0 | 0 | 0 | 0 | 0 | 0 | 0 | 0 | 0 | 0 | 0 | 0 | 0 | 0 | 0 | 0 | 0 | 0 | 0 | 0 | 0 | 0 | 0 | 0 | 0 | 0 | 0 | 0 | 0 | 0 | 0 | 0 | 0 | 0 | 0 | 0 | 0 | 0 | 0 | 0 | 0 | 0 | 0 | 0 | 0 | 0 | 0 | 0 | 0 | 0 | 0 | 0
| 3147 | 0 | 0 | 0 | 0 | 0 | 0 | 0 | 0 | 0 | 0 | 0 | 0 | 0 | 0 | 0 | 0 | 0 | 0 | 0 | 0 | 0 | 0 | 0 | 0 | 0 | 0 | 0 | 0 | 0 | 0 | 0 | 0 | 0 | 0 | 0 | 0 | 0 | 0 | 0 | 0 | 0 | 0 | 0 | 0 | 0 | 0 | 0 | 0 | 0 | 0 | 0 | 0 | 0 | 0 | 0
| 3148 | 2.0461 | 1.3646 | 1.336 | 3.1759 | 3.2776 | 3.7553 | 3.9085 | 4.5703 | 3.343 | 2.1294 | 1.3949 | 1.03 | 2.7321 | 2.3551 | 1.5389 | 3.382 | 3.3604 | 4.4493 | 3.8354 | 4.6396 | 3.781 | 3.9794 | 1.6927 | 1.7407 | 1.8417 | 2.2088 | 0.9329 | 5.3849 | 4.0676 | 4.5809 | 3.7546 | 3.9213 | 3.443 | 2.2771 | 1.7483 | 2.0577 | 2.8245 | 2.296 | 2.0274 | 6.9853 | 4.1589 | 4.8454 | 3.9041 | 4.0855 | 3.4233 | 2.8433 | 1.675 | 2.4321 | 31.3317 | 37.4866 | 36.2187 | 41.5008 | 33.4999 | 38.554 | 40.0749
| 3149 | 1.0886 | 0.80533 | 0 | 0 | 0.19163 | 0.65667 | 2.4896 | 2.1558 | 0 | 0 | 0.061584 | 0.20494 | 1.4604 | 1.5235 | 0.1955 | 0 | 0.19938 | 0.31466 | -1.1981 | -0.3703 | 0 | 0.1082 | 0.040976 | 0.82007 | 0.70819 | 0.39148 | 0.0866 | 0.059873 | 0.25665 | 0.18919 | -0.28939 | -0.69402 | 0.078498 | 1.1278 | 0.8864 | 2.1228 | 2.057 | 1.9491 | 0.97223 | 1.7894 | 0.66529 | 0.73851 | 1.6575 | 0.49684 | 0.14153 | 1.2283 | 0.91653 | 2.426 | 7.6542 | 3.0943 | 4.9242 | 15.0382 | 8.9473 | 1.2183 | 10.8544
| 3152 | 0 | 0 | 0 | 0 | 0 | 0 | 0 | 0 | 0 | 0 | 0 | 0 | 0 | 0 | 0 | 0 | 0 | 0 | 0 | 0 | 0 | 0 | 0 | 0 | 0 | 0 | 0 | 0 | 0 | 0 | 0 | 0 | 0 | 0 | 0 | 0 | 0 | 0 | 0 | 0 | 0 | 0 | 0 | 0 | 0 | 0 | 0 | 0 | 0 | 0 | 0 | 0 | 0 | 0 | 0
| 3154 | 0 | 0 | 0 | 0 | 0 | 0 | 0 | 0 | 0 | 0 | 0 | 0 | 0 | 0 | 0 | 0 | 0 | 0 | 0.020118 | 0.014135 | 0 | 0 | 0 | 0 | 0 | 0 | 0 | 0 | 0 | 0 | 0.018106 | 0.016154 | 0 | 0 | 0 | 0 | 0 | 0 | 0 | 0 | 0 | 0 | 0.05494 | 0.022212 | 0 | 0 | 0 | 0 | 0 | 0.034253 | 0.03426 | 0.077152 | 0 | 0.034253 | 0.03426
| 3155 | 0 | 0 | 0 | 0 | 0 | 0 | 0 | 0 | 0 | 0 | 0 | 0 | 0 | 0 | 0 | 0 | 0 | 0 | 0 | 0 | 0 | 0 | 0 | 0 | 0 | 0 | 0 | 0 | 0 | 0 | 0 | 0 | 0 | 0 | 0 | 0 | 0 | 0 | 0 | 0 | 0 | 0 | 0 | 0 | 0 | 0 | 0 | 0 | 0 | 0 | 0 | 0 | 0 | 0 | 0
| 3157 | 0 | 0 | 0 | 0 | 0 | 0 | 0.44545 | 0.19576 | 0 | 0 | 0 | 0 | 0 | 0 | 0 | 0 | 0 | 0 | 1.3565 | 0.64886 | 0 | 0 | 0 | 0 | 0 | 0 | 0 | 0 | 0 | 0 | 1.2626 | 1.0712 | 0 | 0 | 0 | 0 | 0 | 0 | 0 | 0 | 0 | 0 | 1.5539 | 1.0124 | 0 | 0 | 0 | 0 | 0.64121 | 2.0054 | 2.3339 | 2.5663 | 0.64121 | 2.0054 | 2.3339
| 3160 | 0 | 0 | 0 | 0 | 0 | 0 | 0.19475 | 0.077483 | 0 | 0 | 0 | 0 | 0 | 0 | 0 | 0 | 0 | 0 | 1.6474 | 0.66951 | 0 | 0 | 0 | 0 | 0 | 0 | 0 | 0 | 0 | 0 | 1.6192 | 1.3429 | 0 | 0 | 0 | 0 | 0 | 0 | 0 | 0 | 0 | 0 | 2.2303 | 1.3498 | 0 | 0 | 0 | 0 | 0.27223 | 2.3169 | 2.962 | 3.5801 | 0.27223 | 2.3169 | 2.962
| 3161 | 0 | 0 | 0 | 0 | 0 | 0 | 0.53409 | 0.17984 | 0 | 0 | 0 | 0 | 0 | 0 | 0 | 0 | 0 | 0 | 1.9737 | 0.88555 | 0 | 0 | 0 | 0 | 0 | 0 | 0 | 0 | 0 | 0 | 1.7695 | 1.5112 | 0 | 0 | 0 | 0 | 0 | 0 | 0 | 0 | 0 | 0 | 2.2881 | 1.4933 | 0 | 0 | 0 | 0 | 0.71393 | 2.8592 | 3.2807 | 3.7815 | 0.71393 | 2.8592 | 3.2807
| 3162 | 0 | 0 | 0 | 0 | 0 | 0 | 0 | 0 | 0 | 0 | 0 | 0 | 0 | 0 | 0 | 0 | 0 | 0 | 0.19502 | 0.16399 | 0 | 0 | 0 | 0 | 0 | 0 | 0 | 0 | 0 | 0 | 0.16101 | 0.17401 | 0 | 0 | 0 | 0 | 0 | 0 | 0 | 0 | 0 | 0 | 0.65933 | 0.31159 | 0 | 0 | 0 | 0 | 0 | 0.35901 | 0.33502 | 0.97092 | 0 | 0.35901 | 0.33502
| 3163 | 0 | 0 | 0 | 0 | 0 | 0 | 0.02972 | 0.029832 | 0 | 0 | 0 | 0 | 0 | 0 | 0 | 0 | 0 | 0 | 0.71636 | 0.33441 | 0 | 0 | 0 | 0 | 0 | 0 | 0 | 0 | 0 | 0 | 0.87473 | 0.65252 | 0 | 0 | 0 | 0 | 0 | 0 | 0 | 0 | 0 | 0 | 1.0959 | 0.62449 | 0 | 0 | 0 | 0 | 0.059551 | 1.0508 | 1.5273 | 1.7204 | 0.059551 | 1.0508 | 1.5273
| 3168 | 0 | 0 | 0 | 0 | 0 | 0 | 0.07843 | 0.060076 | 0 | 0 | 0 | 0 | 0 | 0 | 0 | 0 | 0 | 0 | 1.415 | 0.58132 | 0 | 0 | 0 | 0 | 0 | 0 | 0 | 0 | 0 | 0 | 1.5548 | 1.1331 | 0 | 0 | 0 | 0 | 0 | 0 | 0 | 0 | 0 | 0 | 1.9235 | 1.1027 | 0 | 0 | 0 | 0 | 0.13851 | 1.9963 | 2.6879 | 3.0262 | 0.13851 | 1.9963 | 2.6879
| 3169 | 0 | 0 | 0 | 0 | 0 | 0 | 0.26887 | 0.076625 | 0 | 0 | 0 | 0 | 0 | 0 | 0 | 0 | 0 | 0 | 0.97381 | 0.44036 | 0 | 0 | 0 | 0 | 0 | 0 | 0 | 0 | 0 | 0 | 0.85595 | 0.75336 | 0 | 0 | 0 | 0 | 0 | 0 | 0 | 0 | 0 | 0 | 1.1217 | 0.75635 | 0 | 0 | 0 | 0 | 0.34549 | 1.4142 | 1.6093 | 1.8781 | 0.34549 | 1.4142 | 1.6093
| 3170 | 0 | 0 | 0 | 0 | 0 | 0 | 0.52254 | 0.18891 | 0 | 0 | 0 | 0 | 0 | 0 | 0 | 0 | 0 | 0 | 1.7164 | 0.7678 | 0 | 0 | 0 | 0 | 0 | 0 | 0 | 0 | 0 | 0 | 1.5077 | 1.299 | 0 | 0 | 0 | 0 | 0 | 0 | 0 | 0 | 0 | 0 | 1.9685 | 1.3076 | 0 | 0 | 0 | 0 | 0.71145 | 2.4842 | 2.8066 | 3.2761 | 0.71145 | 2.4842 | 2.8066
| 3176 | 0.19675 | 0.12716 | 0.091512 | 0.083153 | 0.093188 | 0.11227 | 0.13995 | 0.20041 | 0.21796 | 0.091882 | 0.10719 | 0.14076 | 0.38006 | 0.3386 | 0.1711 | 0.099242 | 0.1146 | 0.15401 | 0.21622 | 0.27693 | 0.26787 | 0.12794 | 0.16708 | 0.19167 | 0.1514 | 0.16155 | 0.11848 | 0.14714 | 0.10288 | 0.1658 | 0.12571 | 0.14789 | 0.22874 | 0.10039 | 0.10218 | 0.16492 | 0.2135 | 0.19525 | 0.091054 | 0.18096 | 0.14983 | 0.18844 | 0.20467 | 0.26438 | 0.29857 | 0.12338 | 0.14682 | 0.19414 | 1.6022 | 2.5053 | 1.7171 | 2.251 | 2.114 | 2.0832 | 1.8662
| 3782 | 0 | 0 | 0 | 0 | 0 | 0 | 0 | 0 | 0 | 0 | 0 | 0 | 0 | 0 | 0 | 0 | 0 | 0 | 0.072448 | 0.044527 | 0 | 0 | 0 | 0 | 0.031963 | 0 | 0 | 0 | 0 | 0 | 0.10867 | 0.064767 | 0 | 0 | 0 | 0 | 0 | 0 | 0 | 0 | 0 | 0 | 0.17307 | 0.076911 | 0 | 0 | 0 | 0 | 0 | 0.11698 | 0.2054 | 0.24998 | 0 | 0.14894 | 0.17344
| 3785 | 0 | 0 | 0 | 0 | 0 | 0 | 0 | 0 | 0 | 0 | 0 | 0 | 0 | 0 | 0 | 0 | 0 | 0 | 0.074566 | 0.043642 | 0 | 0 | 0 | 0 | 0.046105 | 0 | 0 | 0 | 0 | 0 | 0.085218 | 0.085539 | 0 | 0 | 0 | 0 | 0 | 0 | 0 | 0 | 0 | 0 | 0.21257 | 0.11762 | 0 | 0 | 0 | 0 | 0 | 0.11821 | 0.21686 | 0.33018 | 0 | 0.16431 | 0.17076
| 4257 | 0.0026525 | 0 | 0 | 0 | 0 | 0 | 0.07196 | 0.028675 | 0 | 0 | 0 | 0 | 0 | 0 | 0 | 0 | 0 | 0 | 0.55235 | 0.23856 | 0 | 0 | 0 | 0 | 0.19619 | 0 | 0 | 0 | 0 | 0 | 0.52967 | 0.41348 | 0 | 0 | 0 | 0 | 0 | 0 | 0 | 0 | 0 | 0 | 0.72838 | 0.41369 | 0 | 0 | 0 | 0 | 0.10329 | 0.79091 | 1.1393 | 1.1421 | 0.10064 | 0.98709 | 0.94315
| 5083 | 0.084104 | 0 | 0 | 0 | 0.012271 | 0 | 0.49674 | 0.25151 | 0 | 0 | 0 | 0 | 0 | 0 | 0 | 0 | 0.015517 | 0.10509 | 1.038 | 0.57243 | 0 | 0 | 0 | 0 | 0.14946 | 0 | 0 | 0 | 0.012 | 0.047563 | 0.9025 | 0.76946 | 0.041048 | 0.0031505 | 0 | 0 | 0.0035802 | 0 | 0 | 0.038511 | 0.015127 | 0.10421 | 1.0256 | 0.7635 | 0.048897 | 0.0094159 | 0 | 0 | 0.84463 | 1.731 | 1.9252 | 2.0089 | 0.76377 | 1.8769 | 1.8209
| 6390 | 0 | 0 | 0 | 0 | 0 | 0 | 0 | 0 | 0 | 0 | 0 | 0 | 0 | 0 | 0 | 0 | 0 | 0 | 0.01321 | 0.0088569 | 0 | 0 | 0 | 0 | 0.0058279 | 0 | 0 | 0 | 0 | 0 | 0.019815 | 0.013177 | 0 | 0 | 0 | 0 | 0 | 0 | 0 | 0 | 0 | 0 | 0.033024 | 0.014762 | 0 | 0 | 0 | 0 | 0 | 0.022067 | 0.038819 | 0.047786 | 0 | 0.027895 | 0.032991
| 6391 | 0 | 0 | 0 | 0 | 0 | 0 | 0.00042294 | 0.00085074 | 0 | 0 | 0 | 0 | 0 | 0 | 0 | 0 | 0 | 0 | 0.013957 | 0.0072313 | 0 | 0 | 0 | 0 | 0.0047982 | 0 | 0 | 0 | 0 | 0 | 0.016861 | 0.01191 | 0 | 0 | 0 | 0 | 0 | 0 | 0 | 0 | 0 | 0 | 0.0258 | 0.012761 | 0 | 0 | 0 | 0 | 0.0012737 | 0.021188 | 0.03357 | 0.038561 | 0.0012737 | 0.025987 | 0.028771
| 6565 | 0 | 0 | 0 | 0 | 0 | 0 | 0 | 0 | 0 | 0 | 0 | 0 | 0 | 0 | 0 | 0 | 0 | 0 | 0.033083 | 0.02139 | 0 | 0 | 0 | 0 | 0.018766 | 0 | 0 | 0 | 0 | 0 | 0.04082 | 0.02852 | 0 | 0 | 0 | 0 | 0 | 0 | 0 | 0 | 0 | 0 | 0.087434 | 0.040403 | 0 | 0 | 0 | 0 | 0 | 0.054473 | 0.088105 | 0.12784 | 0 | 0.073239 | 0.069339
| 6776 | 0 | 0 | 0 | 0 | 0 | 0 | 0 | 0 | 0 | 0 | 0 | 0 | 0 | 0 | 0 | 0 | 0 | 0 | 0.066587 | 0.041841 | 0 | 0 | 0 | 0 | 0 | 0 | 0 | 0 | 0 | 0 | 0.059188 | 0.059411 | 0 | 0 | 0 | 0 | 0 | 0 | 0 | 0 | 0 | 0 | 0.21031 | 0.09156 | 0 | 0 | 0 | 0 | 0 | 0.10843 | 0.1186 | 0.30187 | 0 | 0.10843 | 0.1186
| 7138 | 0.029164 | 0 | 0 | 0 | 0 | 0 | 0.14643 | 0.074076 | 0 | 0 | 0 | 0 | 0 | 0 | 0 | 0 | 0 | 0 | 0.38161 | 0.16864 | 0 | 0 | 0 | 0 | 0.057027 | 0 | 0 | 0 | 0 | 0 | 0.33237 | 0.26169 | 0 | 0 | 0 | 0 | 0 | 0 | 0 | 0 | 0 | 0 | 0.38006 | 0.26683 | 0 | 0 | 0 | 0 | 0.24967 | 0.55026 | 0.65108 | 0.64689 | 0.2205 | 0.60729 | 0.59406
| 7153 | 0.65424 | 0.85871 | 0.88489 | 2.6398 | 2.6254 | 2.5271 | 2.7126 | 3.4175 | 2.6015 | 2.3423 | 1.3138 | 1.0336 | 5.0655 | 4.6388 | 1.5726 | 3.467 | 2.3008 | 2.8325 | 3.0781 | 4.0237 | 2.3691 | 3.587 | 1.3568 | 2.4915 | 4.6727 | 5.4 | 1.3494 | 3.932 | 2.8873 | 2.7047 | 3.2993 | 3.6623 | 3.0876 | 2.2491 | 1.7158 | 2.0518 | 3.9036 | 4.24 | 2.8807 | 4.6359 | 3.3168 | 3.0956 | 3.423 | 3.9187 | 3.1689 | 3.3496 | 2.0109 | 1.9206 | 23.6113 | 36.7833 | 37.0118 | 39.8643 | 32.9929 | 37.98 | 37.7475
| 7288 | 0.030599 | 0 | 0 | 0 | 0 | 0 | 0.2025 | 0.089642 | 0 | 0 | 0 | 0 | 0 | 0 | 0 | 0 | 0 | 0.004082 | 0.50126 | 0.23749 | 0 | 0 | 0 | 0 | 0.077441 | 0 | 0 | 0 | 0 | 0 | 0.39346 | 0.36385 | 0.018728 | 0 | 0 | 0 | 0 | 0 | 0 | 0 | 0 | 0.024841 | 0.47686 | 0.35177 | 0.02123 | 0 | 0 | 0 | 0.32274 | 0.74283 | 0.85348 | 0.8747 | 0.29214 | 0.82027 | 0.77604
| 7318 | 0.017698 | 0 | 0 | 0 | 0 | 0 | 0.085911 | 0.045158 | 0 | 0 | 0 | 0 | 0 | 0 | 0 | 0 | 0 | 0.0020649 | 0.24182 | 0.11655 | 0 | 0 | 0 | 0 | 0.045117 | 0 | 0 | 0 | 0 | 0 | 0.177 | 0.16472 | 0.0083155 | 0 | 0 | 0 | 0 | 0 | 0 | 0 | 0 | 0.010246 | 0.20964 | 0.17126 | 0.010375 | 0 | 0 | 0 | 0.14877 | 0.36044 | 0.39516 | 0.40152 | 0.13107 | 0.40555 | 0.35004
| 7690 | 0 | 0 | 0 | 0 | 0 | 0 | 0 | 0 | 0 | 0 | 0 | 0 | 0 | 0 | 0 | 0 | 0 | 0 | 0 | 0 | 0 | 0 | 0 | 0 | 0 | 0 | 0 | 0 | 0 | 0 | 0 | 0 | 0 | 0 | 0 | 0 | 0 | 0 | 0 | 0 | 0 | 0 | 0 | 0 | 0 | 0 | 0 | 0 | 0 | 0 | 0 | 0 | 0 | 0 | 0
| 7701 | 0 | 0 | 0 | 0 | 0 | 0 | 0 | 0 | 0 | 0 | 0 | 0 | 0 | 0 | 0 | 0 | 0 | 0 | 0 | 0 | 0 | 0 | 0 | 0 | 0 | 0 | 0 | 0 | 0 | 0 | 0 | 0 | 0 | 0 | 0 | 0 | 0 | 0 | 0 | 0 | 0 | 0 | 0 | 0 | 0 | 0 | 0 | 0 | 0 | 0 | 0 | 0 | 0 | 0 | 0
| 7835 | 0.1115 | 0 | 0 | 0 | 0.038822 | 0.011503 | 1.8765 | 1.0081 | 0 | 0 | 0 | 0 | 0 | 0 | 0 | 0 | 0.062858 | 0.37102 | 3.1224 | 1.4894 | 0 | 0 | 0 | 0 | -0.055381 | 0 | 0 | 0 | 0.0307 | 0.15165 | 3.1449 | 2.0266 | 0 | 0 | 0 | 0 | 0 | 0 | 0 | 0.097992 | 0.021329 | 0.08225 | 3.4359 | 1.9616 | 0.012904 | 0 | 0 | 0 | 3.0464 | 5.0456 | 5.2984 | 5.6121 | 2.959 | 4.9581 | 5.4424
| 7962 | 0.093335 | 0 | 0 | 0 | 0.071022 | 0.27742 | 0.56861 | 0.61555 | 0 | 0 | 0 | 0 | 0.025255 | 0.0013005 | 0 | 0 | 0.07909 | 0.33621 | 0.99944 | 0.72695 | 0.0031265 | 0.12697 | 0 | 0 | 0.17287 | 0.050431 | 0.0031711 | 0.036509 | 0.1107 | 0.18828 | 1.0611 | 0.83525 | 0.068615 | 0.056896 | 0 | 0.027614 | 0.06219 | 0.04197 | 0.041719 | 0.27079 | 0.071349 | 0.2402 | 1.1367 | 0.82217 | 0.075202 | 0.019238 | 0 | 0.0071193 | 1.6259 | 2.2983 | 2.6115 | 2.7887 | 1.5672 | 2.5664 | 2.7258
| 8008 | 0.01433 | 0 | 0 | 0 | 0 | 0 | 0.20988 | 0.093117 | 0 | 0 | 0 | 0 | 0 | 0 | 0 | 0 | 0 | 0 | 0.68022 | 0.32096 | 0 | 0 | 0 | 0 | 0.050174 | 0 | 0 | 0 | 0 | 0 | 0.61103 | 0.48686 | 0 | 0 | 0 | 0 | 0 | 0 | 0 | 0 | 0 | 0 | 0.74285 | 0.5022 | 0 | 0 | 0 | 0 | 0.31733 | 1.0012 | 1.1481 | 1.2451 | 0.303 | 1.0514 | 1.0979
| 8012 | 0 | 0 | 0 | 0 | 0 | 0 | 0.02242 | 0.067336 | 0 | 0 | 0 | 0 | 0 | 0 | 0 | 0 | 0 | 0 | 2.5873 | 1.4443 | 0 | 0 | 0 | 0 | 0 | 0 | 0 | 0 | 0 | 0 | 3.2519 | 2.3621 | 0 | 0 | 0 | 0 | 0 | 0 | 0 | 0 | 0 | 0 | 5.6388 | 2.9069 | 0 | 0 | 0 | 0 | 0.089756 | 4.0316 | 5.614 | 8.5458 | 0.089756 | 4.0316 | 5.614
| 10030 | 0 | 0 | 0 | 1e-08 | 1e-08 | 1.1e-07 | 1.1e-07 | 1.1e-07 | 1e-08 | 1e-08 | 1e-08 | 0 | 0 | 0 | 0 | 1e-08 | 1.1e-07 | 1.1e-07 | 1.2e-07 | 1.2e-07 | 1e-08 | 1e-07 | 1e-08 | 0 | 1.1e-07 | 1.1e-07 | 0 | 0 | 1.1e-07 | 1e-07 | 2.2e-07 | 1.2e-07 | 1.1e-07 | 1e-07 | 0 | 0 | 0 | 0 | 0 | 1e-07 | 1.1e-07 | 2.1e-07 | 1.2e-07 | 1.2e-07 | 1e-08 | 1e-08 | 1e-07 | 1e-07 | 3.8e-07 | 5.9e-07 | 9.8e-07 | 8.8e-07 | 4.8e-07 | 8e-07 | 8.6e-07
| 10043 | 0 | 0 | 0 | 0 | 0 | 0 | 0 | 0 | 0 | 0 | 0 | 0 | 0 | 0 | 0 | 0 | 0 | 0 | 0 | 0 | 0 | 0 | 0 | 0 | 0 | 0 | 0 | 0 | 0 | 0 | 0 | 0 | 0 | 0 | 0 | 0 | 0 | 0 | 0 | 0 | 0 | 0 | 0 | 0 | 0 | 0 | 0 | 0 | 0 | 0 | 0 | 0 | 0 | 0 | 0
| 10061 | 0 | 0 | 0 | 0 | 0 | 0 | 0 | 0 | 0 | 0 | 0 | 0 | 0 | 0 | 0 | 0 | 0 | 0 | 0 | 0 | 0 | 0 | 0 | 0 | 0 | 0 | 0 | 0 | 0 | 0 | 0 | 0 | 0 | 0 | 0 | 0 | 0 | 0 | 0 | 0 | 0 | 0 | 0 | 0 | 0 | 0 | 0 | 0 | 0 | 0 | 0 | 0 | 0 | 0 | 0
| 10099 | 0.012389 | 0.002688 | 0.040888 | 0.12384 | 0.11188 | 0.11389 | 0.15751 | 0.17061 | 0.090115 | 0.083841 | 0.054447 | 0.032587 | 0.050677 | 0.036394 | 0.072359 | 0.14752 | 0.10471 | 0.13187 | 0.20261 | 0.20947 | 0.087151 | 0.17893 | 0.052516 | 0.07657 | 0.06796 | 0.070659 | 0.05968 | 0.18122 | 0.12677 | 0.11084 | 0.20748 | 0.18834 | 0.1289 | 0.10267 | 0.070379 | 0.069956 | 0.071639 | 0.072058 | 0.17532 | 0.22549 | 0.16884 | 0.13827 | 0.21819 | 0.20122 | 0.14243 | 0.16555 | 0.082252 | 0.067481 | 0.99469 | 1.3508 | 1.3849 | 1.7288 | 1.1147 | 1.4454 | 1.5919
| 10113 | 0 | 0 | 0 | 0 | 0 | 0 | 0 | 0 | 0 | 0 | 0 | 0 | 0 | 0 | 0 | 0 | 0 | 0 | 0 | 0 | 0 | 0 | 0 | 0 | 0 | 0 | 0 | 0 | 0 | 0 | 0 | 0 | 0 | 0 | 0 | 0 | 0 | 0 | 0 | 0 | 0 | 0 | 0 | 0 | 0 | 0 | 0 | 0 | 0 | 0 | 0 | 0 | 0 | 0 | 0
| 10118 | 0 | 0 | 0 | 0 | 0 | 0 | 0 | 0 | 0 | 0 | 0 | 0 | 0 | 0 | 0 | 0 | 0 | 0 | 0 | 0 | 0 | 0 | 0 | 0 | 0 | 0 | 0 | 0 | 0 | 0 | 0 | 0 | 0 | 0 | 0 | 0 | 0 | 0 | 0 | 0 | 0 | 0 | 0 | 0 | 0 | 0 | 0 | 0 | 0 | 0 | 0 | 0 | 0 | 0 | 0
| 10122 | 0 | 0 | 0 | 0 | 0 | 0 | 0 | 0 | 0 | 0 | 0 | 0 | 0 | 0 | 0 | 0 | 0 | 0 | 0 | 0 | 0 | 0 | 0 | 0 | 0 | 0 | 0 | 0 | 0 | 0 | 0 | 0 | 0 | 0 | 0 | 0 | 0 | 0 | 0 | 0 | 0 | 0 | 0 | 0 | 0 | 0 | 0 | 0 | 0 | 0 | 0 | 0 | 0 | 0 | 0
| 10123 | 0 | 0 | 0 | 0 | 0 | 0 | 0 | 0 | 0 | 0 | 0 | 0 | 0 | 0 | 0 | 0 | 0 | 0 | 0 | 0 | 0 | 0 | 0 | 0 | 0 | 0 | 0 | 0 | 0 | 0 | 0 | 0 | 0 | 0 | 0 | 0 | 0 | 0 | 0 | 0 | 0 | 0 | 0 | 0 | 0 | 0 | 0 | 0 | 0 | 0 | 0 | 0 | 0 | 0 | 0
| 10129 | 0 | 0 | 0 | 0 | 0 | 0 | 0 | 0 | 0 | 0 | 0 | 0 | 0 | 0 | 0 | 0 | 0 | 0 | 0 | 0 | 0 | 0 | 0 | 0 | 0 | 0 | 0 | 0 | 0 | 0 | 0 | 0 | 0 | 0 | 0 | 0 | 0 | 0 | 0 | 0 | 0 | 0 | 0 | 0 | 0 | 0 | 0 | 0 | 0 | 0 | 0 | 0 | 0 | 0 | 0
| 10224 | 0 | 0 | 0 | 0 | 0 | 0 | 0 | 0 | 0 | 0 | 0 | 0 | 0 | 0 | 0 | 0 | 0 | 0 | 0 | 0 | 0 | 0 | 0 | 0 | 0 | 0 | 0 | 0 | 0 | 0 | 0 | 0 | 0 | 0 | 0 | 0 | 0 | 0 | 0 | 0 | 0 | 0 | 0 | 0 | 0 | 0 | 0 | 0 | 0 | 0 | 0 | 0 | 0 | 0 | 0
| 10302 | 0.0013073 | 7.691e-05 | 0.0002307 | 0.00061522 | 0.0016919 | 0.0036913 | 0.00069211 | 0.00038451 | 0.0036144 | 0.00053832 | 7.69e-05 | 0.0016149 | 0.00069212 | 0 | 0 | 0.0001538 | 0.0014611 | 0.0023071 | 0.00061521 | 0.0002307 | 0.002384 | 0.0001538 | 0.0001538 | 0.0010766 | 0 | 0 | 0 | 7.69e-05 | 0.00092282 | 0.003153 | 0.0003076 | 0 | -0.04245 | -0.0013073 | 0 | 0 | 0 | 0 | 0 | 0 | -0.047833 | -0.045757 | -0.042912 | -0.045911 | -0.00038451 | 0 | 0 | 0 | 0.014535 | 0.0092282 | -0.039297 | -0.1828 | 0.01292 | 0.0079209 | -0.08813
| 10308 | 0.013854 | 0 | 0.082297 | 0.27852 | 0.3345 | 0.31266 | 0.41829 | 0.43906 | 0.34181 | 0.18352 | 0.15603 | 0.055457 | 0.049916 | 0.018131 | 0.16757 | 0.18857 | 0.32165 | 0.36628 | 0.44126 | 0.58314 | 0.35553 | 0.28959 | 0.17585 | 0.18177 | 0.076782 | 0.04799 | 0.11116 | 0.55897 | 0.38759 | 0.35213 | 0.41036 | 0.46168 | 0.37259 | 0.26353 | 0.21096 | 0.22232 | 0.28832 | 0.19993 | 0.25904 | 0.81531 | 0.45806 | 0.37386 | 0.44362 | 0.49136 | 0.41036 | 0.35269 | 0.19504 | 0.28711 | 2.616 | 3.1393 | 3.4761 | 4.5747 | 2.6526 | 3.5759 | 4.3142
| 10343 | 0 | 0 | 0 | 0 | 0 | 0 | 0 | 0 | 0 | 0 | 0 | 0 | 0 | 0 | 0 | 0 | 0 | 0 | 0 | 0 | 0 | 0 | 0 | 0 | 0 | 0 | 0 | 0 | 0 | 0 | 0 | 0 | 0 | 0 | 0 | 0 | 0 | 0 | 0 | 0 | 0 | 0 | 0 | 0 | 0 | 0 | 0 | 0 | 0 | 0 | 0 | 0 | 0 | 0 | 0
| 10435 | 0 | 0 | 0 | 0 | 2e-07 | 0 | 0 | 0 | 0 | 0 | 0 | 0 | 0 | 0 | 0 | 0 | 0 | 0 | 0 | 0 | 0 | 0 | 0 | 0 | 0 | 0 | 0 | 0 | 0 | 0 | 0 | 0 | 0 | 0 | 0 | 0 | 0 | 0 | 0 | 0 | 0 | 0 | 0 | 0 | 0 | 0 | 0 | 0 | 2e-07 | 0 | 0 | 0 | 0 | 0 | 0
| 10566 | 0 | 0 | 0 | 0 | 0 | 0 | 0 | 0 | 0 | 0 | 0 | 0 | 0 | 0 | 0 | 0 | 0 | 0 | 0 | 0 | 0 | 0 | 0 | 0 | 0 | 0 | 0 | 0 | 0 | 0 | 0 | 0 | 0 | 0 | 0 | 0 | 0 | 0 | 0 | 0 | 0 | 0 | 0 | 0 | 0 | 0 | 0 | 0 | 0 | 0 | 0 | 0 | 0 | 0 | 0
| 10603 | 0 | 0 | 0 | 0 | 0 | 0 | 0 | 0 | 0 | 0 | 0 | 0 | 0 | 0 | 0 | 0 | 0 | 0 | 0 | 0 | 0 | 0 | 0 | 0 | 0 | 0 | 0 | 0 | 0 | 0 | 0 | 0 | 0 | 0 | 0 | 0 | 0 | 0 | 0 | 0 | 0 | 0 | 0 | 0 | 0 | 0 | 0 | 0 | 0 | 0 | 0 | 0 | 0 | 0 | 0
| 10629 | 0 | 0 | 0 | 0 | 0 | 0 | 0 | 0 | 0 | 0 | 0 | 0 | 0 | 0 | 0 | 0 | 0 | 0 | 0 | 0 | 0 | 0 | 0 | 0 | 0 | 0 | 0 | 0 | 0 | 0 | 0 | 0 | 0 | 0 | 0 | 0 | 0 | 0 | 0 | 0 | 0 | 0 | 0 | 0 | 0 | 0 | 0 | 0 | 0 | 0 | 0 | 0 | 0 | 0 | 0
| 10643 | 0 | 0 | 0 | 0 | 0 | 0 | 0 | 0 | 0 | 0 | 0 | 0 | 0 | 0 | 0 | 0 | 0 | 0 | 0 | 0 | 0 | 0 | 0 | 0 | 0 | 0 | 0 | 0 | 0 | 0 | 0 | 0 | 0 | 0 | 0 | 0 | 0 | 0 | 0 | 0 | 0 | 0 | 0 | 0 | 0 | 0 | 0 | 0 | 0 | 0 | 0 | 0 | 0 | 0 | 0
| 10693 | 0 | 0 | 0 | 0 | 0 | 0 | 0 | 0 | 0 | 0 | 0 | 0 | 0 | 0 | 0 | 0 | 0 | 0 | 0 | 0 | 0 | 0 | 0 | 0 | 0 | 0 | 0 | 0 | 0 | 0 | 0 | 0 | 0 | 0 | 0 | 0 | 0 | 0 | 0 | 0 | 0 | 0 | 0 | 0 | 0 | 0 | 0 | 0 | 0 | 0 | 0 | 0 | 0 | 0 | 0
| 10746 | 0 | 0 | 0 | 0 | 0 | 0 | 0 | 0 | 0 | 0 | 0 | 0 | 0 | 0 | 0 | 0 | 0 | 0 | 0 | 0 | 0 | 0 | 0 | 0 | 0 | 0 | 0 | 0 | 0 | 0 | 0 | 0 | 0 | 0 | 0 | 0 | 0 | 0 | 0 | 0 | 0 | 0 | 0 | 0 | 0 | 0 | 0 | 0 | 0 | 0 | 0 | 0 | 0 | 0 | 0
| 10751 | 0.016372 | 0 | 0.022733 | 0.07992 | 0.076117 | 0.13931 | 0.20076 | 0.19581 | 0.083037 | 0.061076 | 0.04998 | 0.026882 | 0.043065 | 0.01902 | 0.043209 | 0.062527 | 0.071756 | 0.15577 | 0.28139 | 0.23592 | 0.085695 | 0.085404 | 0.0641 | 0.063045 | 0.047706 | 0.025952 | 0.032374 | 0.11468 | 0.10045 | 0.13004 | 0.29791 | 0.24338 | 0.12762 | 0.10162 | 0.067953 | 0.080506 | 0.12561 | 0.057549 | 0.075856 | 0.18307 | 0.099978 | 0.14679 | 0.26041 | 0.24275 | 0.1258 | 0.086482 | 0.061956 | 0.11199 | 0.952 | 1.2109 | 1.3702 | 1.5782 | 0.99643 | 1.2925 | 1.5911
| 10805 | 0 | 0 | 0 | 0 | 0 | 0 | 1e-07 | 0 | 0 | 0 | 0 | 0 | 0 | 0 | 0 | 0 | 0 | 0 | 1e-07 | 0 | 0 | 0 | 0 | 0 | 0 | 0 | 0 | 1e-07 | 0 | 0 | 1e-07 | 0 | 0 | 0 | 0 | 0 | 0 | 0 | 0 | 1e-07 | 0 | 0 | 1e-07 | 0 | 0 | 0 | 0 | 0 | 1e-07 | 1e-07 | 2e-07 | 2e-07 | 1e-07 | 2e-07 | 2e-07
| 10870 | 0 | 0 | 0 | 0 | 0 | 0 | 0 | 0 | 0 | 0 | 0 | 0 | 0 | 0 | 0 | 0 | 0 | 0 | 0 | 0 | 0 | 0 | 0 | 0 | 0 | 0 | 0 | 0 | 0 | 0 | 0 | 0 | 0 | 0 | 0 | 0 | 0 | 0 | 0 | 0 | 0 | 0 | 0 | 0 | 0 | 0 | 0 | 0 | 0 | 0 | 0 | 0 | 0 | 0 | 0
| 50094 | 0 | 0 | 0 | 0 | 0 | 0 | 0 | 0 | 0 | 0 | 0 | 0 | 0 | 0 | 0 | 0 | 0 | 0 | 0 | 0 | 0 | 0 | 0 | 0 | 0 | 0 | 0 | 0 | 0 | 0 | 0 | 0 | 0 | 0 | 0 | 0 | 0 | 0 | 0 | 0 | 0 | 0 | 0 | 0 | 0 | 0 | 0 | 0 | 0 | 0 | 0 | 0 | 0 | 0 | 0
| 50215 | 0 | 0 | 0 | 0 | 0 | 0 | 0 | 0 | 0 | 0 | 0 | 0 | 0 | 0 | 0 | 0 | 0 | 0 | 0 | 0 | 0 | 0 | 0 | 0 | 0 | 0 | 0 | 0 | 0 | 0 | 0 | 0 | 0 | 0 | 0 | 0 | 0 | 0 | 0 | 0 | 0 | 0 | 0 | 0 | 0 | 0 | 0 | 0 | 0 | 0 | 0 | 0 | 0 | 0 | 0
| 50279 | -0.0034823 | 0.0017242 | 0 | 0.0014509 | 0.012541 | 0.078288 | 0.085132 | 0.081506 | 0 | 0.0030374 | 0.0032139 | 0 | 0 | 0 | 0 | 0.016097 | 0.016555 | 0.093857 | 0.037899 | 0.0096736 | 0.002059 | 0.053671 | 0.0032155 | 0.010325 | 0.027914 | 0.0017281 | 0.0015931 | 0.027402 | 0.032008 | 0.069997 | 0.1252 | 0.074065 | -0.001035 | 0.032147 | 0.00058257 | 0.01384 | 0.022655 | 0.017257 | 0.014359 | 0.07757 | 0.029343 | 0.060078 | 0.071698 | 0.044293 | -0.0080745 | 0.013726 | 0 | 0.029395 | 0.26341 | 0.24335 | 0.40545 | 0.3723 | 0.28383 | 0.30135 | 0.47599
| 50373 | 0 | 0 | 0 | 0 | 0 | 0 | 0 | 0 | 0 | 0 | 0 | 0 | 0 | 0 | 0 | 0 | 0 | 0 | 0 | 0 | 0 | 0 | 0 | 0 | 0 | 0 | 0 | 0 | 0 | 0 | 0 | 0 | 0 | 0 | 0 | 0 | 0 | 0 | 0 | 0 | 0 | 0 | 0 | 0 | 0 | 0 | 0 | 0 | 0 | 0 | 0 | 0 | 0 | 0 | 0
| 50385 | 1e-06 | 0 | 0 | 1e-06 | 1e-06 | 1e-06 | 0 | 1e-06 | 0 | 0 | 0 | 0 | 0 | 0 | 0 | 1e-06 | 1e-06 | 1e-06 | 0 | 0 | 0 | 0 | 0 | 0 | 0 | 0 | 0 | 1e-06 | 0 | 1e-06 | 0 | 0 | 0 | 0 | 0 | 0 | 0 | 0 | 1e-06 | 0 | 0 | 1e-06 | 0 | 0 | 0 | 0 | 0 | 0 | 5e-06 | 3e-06 | 2e-06 | 2e-06 | 4e-06 | 2e-06 | 2e-06
| 50411 | 0 | 0 | 0 | 0 | 0 | 0 | 0 | 0 | 0 | 0 | 0 | 0 | 0 | 0 | 0 | 0 | 0 | 0 | 0 | 0 | 0 | 0 | 0 | 0 | 0 | 0 | 0 | 0 | 0 | 0 | 0 | 0 | 0 | 0 | 0 | 0 | 0 | 0 | 0 | 0 | 0 | 0 | 0 | 0 | 0 | 0 | 0 | 0 | 0 | 0 | 0 | 0 | 0 | 0 | 0
| 50463 | 0 | 0 | 0 | 0 | 0 | 0 | 0 | 0 | 0 | 0 | 0 | 0 | 0 | 0 | 0 | 0 | 0 | 0 | 0 | 0 | 0 | 0 | 0 | 0 | 0 | 0 | 0 | 0 | 0 | 0 | 0 | 0 | 0 | 0 | 0 | 0 | 0 | 0 | 0 | 0 | 0 | 0 | 0 | 0 | 0 | 0 | 0 | 0 | 0 | 0 | 0 | 0 | 0 | 0 | 0
| 50497 | 2e-07 | 1e-07 | 0 | 0 | 0 | 1e-07 | 0 | 0 | 0 | 0 | 0 | 2e-07 | 2e-07 | 1e-07 | 0 | 0 | 0 | 2e-07 | 0 | 0 | 1e-06 | 0 | 1e-07 | 1e-07 | 0 | 0 | 0 | 1e-07 | 0 | 2e-07 | 0 | 0 | 0 | 0 | 0 | 1e-07 | 0 | 0 | 0 | 1e-07 | 0 | 2e-07 | 0 | 0 | 1e-06 | 0 | 1e-07 | 0 | 6e-07 | 1.7e-06 | 4e-07 | 1.4e-06 | 6e-07 | 1.5e-06 | 4e-07
| 50561 | 0.1739 | 0 | 1.3913 | 2.6659 | 4.6349 | 5.114 | 4.5682 | 5.276 | 4.5498 | 5.9865 | 2.8167 | 0.99683 | 0.74929 | 0.31854 | 2.4166 | 6.3969 | 4.7101 | 5.1692 | 4.2919 | 4.8279 | 4.9929 | 7.2082 | 2.9438 | 1.9797 | 1.0712 | 1.2847 | 2.5522 | 5.1202 | 5.3014 | 5.5368 | 4.5371 | 4.8128 | 4.6657 | 5.2835 | 2.2665 | 2.3585 | 2.1005 | 1.7583 | 4.7159 | 5.63 | 5.9884 | 5.8088 | 4.3998 | 4.6089 | 5.3417 | 8.067 | 2.6162 | 2.302 | 38.1741 | 46.0051 | 44.7906 | 53.3376 | 43.8995 | 46.7433 | 49.654
| 50611 | 0.004971 | 0 | 0 | 0.003204 | 0.030283 | 0.07217 | 0.012443 | 0.006221 | 0.10166 | 0.005643 | 0.005874 | 0.014874 | 0.004975 | 0 | 0 | 0.001079 | 0.018171 | 0.062215 | 0.011198 | 0.004977 | 0.071646 | 0 | 0.003527 | 0.004942 | 0.002487 | 0 | 0 | 0 | 0.006569 | 0.070883 | 0.00871 | 0.001244 | 0.071766 | 0.002277 | 0 | 0 | 0 | 0 | 0 | 0 | 0.003314 | 0.054736 | 0.002488 | 0.001244 | 0.057653 | 0 | 0 | 0 | 0.25734 | 0.18273 | 0.16394 | 0.11943 | 0.24311 | 0.16756 | 0.15819
| 50628 | 0 | 0 | 0.013854 | 0.061361 | 0.063635 | 0.066185 | 0.10413 | 0.11831 | 0.051364 | 0.048833 | 0.041768 | 0.0026372 | 0.0017642 | 0.0017595 | 0.04 | 0.038977 | 0.053585 | 0.077275 | 0.11953 | 0.13997 | 0.056841 | 0.049681 | 0.058566 | 0.034178 | 0.0017636 | 0.005282 | 0.023767 | 0.046671 | 0.07258 | 0.07232 | 0.12298 | 0.14031 | 0.072078 | 0.060659 | 0.039053 | 0.044949 | 0.014999 | 0.00879 | 0.030232 | 0.081102 | 0.073939 | 0.096165 | 0.11499 | 0.1359 | 0.056934 | 0.057246 | 0.035752 | 0.064304 | 0.57208 | 0.67213 | 0.70241 | 0.77036 | 0.56932 | 0.68611 | 0.76141
| 50657 | 0 | 0 | 0 | 0 | 0 | 0 | 0 | 0 | 0 | 0 | 0 | 0 | 0 | 0 | 0 | 0 | 0 | 0 | 0 | 0 | 0 | 0 | 0 | 0 | 0 | 0 | 0 | 0 | 0 | 0 | 0 | 0 | 0 | 0 | 0 | 0 | 0 | 0 | 0 | 0 | 0 | 0 | 0 | 0 | 0 | 0 | 0 | 0 | 0 | 0 | 0 | 0 | 0 | 0 | 0
| 50776 | 0.081387 | 0 | 0 | 0.1284 | 0.1352 | 0.089279 | 0.10949 | 0.22661 | 0.1214 | 0.12027 | 0.22461 | 0.067889 | 0.055782 | 0 | 0 | 0.074227 | 0.15348 | 0.2107 | -0.020901 | 0.089378 | 0.1791 | 0.20506 | 0.026591 | 0.056744 | 0.039253 | 0 | 0 | 0.11574 | 0.21566 | 0.14633 | 0.029051 | 0.002656 | 0.28626 | 0.01307 | 0 | 0.007133 | 0 | 0 | 0 | 0 | 0.069763 | 0.25558 | 0.052523 | 0.047871 | 0.21241 | 0 | 0 | 0.001729 | 1.3045 | 1.0302 | 0.85515 | 0.63988 | 1.243 | 1.1173 | 0.55426
| 50799 | 0.66041 | 0.53171 | 0.007077 | 0.020709 | 0.042317 | 0.13059 | 0.13623 | 0.20631 | 0.029658 | 0.04434 | 0.018265 | 0 | 0.43156 | 0.25817 | 0.013541 | 0.039404 | 0.043759 | 0.16671 | 0.18826 | 0.22193 | 0.045848 | 0.08328 | 0.030646 | 0.024286 | 0.66903 | 0.4145 | 0.010943 | 0.038891 | 0.067154 | 0.13817 | 0.24054 | 0.2101 | 0.062358 | 0.078375 | 0.022521 | 0.074246 | 1.0629 | 0.79664 | 0.040057 | 0.078317 | 0.08568 | 0.14529 | 0.20833 | 0.1732 | 0.041717 | 0.065937 | 0.0053811 | 0.095421 | 1.8276 | 1.5474 | 2.0268 | 2.7989 | 1.3518 | 1.9615 | 2.8899
| 50852 | 0.25534 | 0.15367 | 0 | 0.019861 | 0.029043 | 0.055785 | 0.076309 | 0.1053 | 0.044071 | 0.039229 | 0.0183 | 0.002971 | 0.17578 | 0.081612 | 0.027056 | 0.029243 | 0.04051 | 0.073926 | 0.098936 | 0.11495 | 0.053495 | 0.035616 | 0.02678 | 0.028317 | 0.30672 | 0.19165 | 0.00996 | 0.023621 | 0.045039 | 0.066861 | 0.10036 | 0.10168 | 0.065183 | 0.04717 | 0.025724 | 0.043556 | 0.65159 | 0.5431 | 0.034315 | 0.0438 | 0.06421 | 0.074869 | 0.10481 | 0.095459 | 0.045571 | 0.051328 | 0.020426 | 0.05568 | 0.79988 | 0.78622 | 1.0275 | 1.7852 | 0.69617 | 1.009 | 1.7876
| 50859 | 0 | 0 | 0 | 0 | 0 | 0 | 0 | 0 | 0 | 0 | 0 | 0 | 0 | 0 | 0 | 0 | 0 | 0 | 0 | 0 | 0 | 0 | 0 | 0 | 0 | 0 | 0 | 0 | 0 | 0 | 0 | 0 | 0 | 0 | 0 | 0 | 0 | 0 | 0 | 0 | 0 | 0 | 0 | 0 | 0 | 0 | 0 | 0 | 0 | 0 | 0 | 0 | 0 | 0 | 0
| 50885 | 0 | 0 | 0 | 0 | 0 | 1e-07 | 0 | 0 | 1e-07 | 0 | 0 | 0 | 0 | 0 | 0 | 0 | 0 | 1e-07 | 0 | 0 | 0 | 0 | 0 | 0 | 0 | 0 | 0 | 0 | 0 | 1e-07 | 0 | 0 | 0 | 0 | 0 | 0 | 0 | 0 | 0 | 0 | 0 | 0 | 0 | 0 | 0 | 0 | 0 | 0 | 2e-07 | 1e-07 | 1e-07 | 0 | 2e-07 | 1e-07 | 1e-07
| 50888 | 0 | 0 | 0 | 0 | 0 | 0 | 0 | 0 | 0 | 0 | 0 | 0 | 0 | 0 | 0 | 0 | 0 | 0 | 0 | 0 | 0 | 0 | 0 | 0 | 0 | 0 | 0 | 0 | 0 | 0 | 0 | 0 | 0 | 0 | 0 | 0 | 0 | 0 | 0 | 0 | 0 | 0 | 0 | 0 | 0 | 0 | 0 | 0 | 0 | 0 | 0 | 0 | 0 | 0 | 0
| 50960 | 0 | 0 | 0 | 0 | 0 | 0 | 0 | 0 | 0 | 0 | 0 | 0 | 0 | 0 | 0 | 0 | 0 | 0 | 0 | 0 | 0 | 0 | 0 | 0 | 0 | 0 | 0 | 0 | 0 | 0 | 0 | 0 | 0 | 0 | 0 | 0 | 0 | 0 | 0 | 0 | 0 | 0 | 0 | 0 | 0 | 0 | 0 | 0 | 0 | 0 | 0 | 0 | 0 | 0 | 0
| 50974 | 0 | 0 | 0 | 0 | 0 | 0 | 0 | 0 | 0 | 0 | 0 | 0 | 0 | 0 | 0 | 0 | 0 | 0 | 0 | 0 | 0 | 0 | 0 | 0 | 0 | 0 | 0 | 0 | 0 | 0 | 0 | 0 | 0 | 0 | 0 | 0 | 0 | 0 | 0 | 0 | 0 | 0 | 0 | 0 | 0 | 0 | 0 | 0 | 0 | 0 | 0 | 0 | 0 | 0 | 0
| 52149 | 0 | 0 | 0 | 0 | 0 | 0 | 0 | 0 | 0 | 0 | 0 | 0 | 0 | 0 | 0 | 0 | 0 | 0 | 0 | 0 | 0 | 0 | 0 | 0 | 0 | 0 | 0 | 0 | 0 | 0 | 0 | 0 | 0 | 0 | 0 | 0 | 0 | 0 | 0 | 0 | 0 | 0 | 0 | 0 | 0 | 0 | 0 | 0 | 0 | 0 | 0 | 0 | 0 | 0 | 0
| 52193 | 0 | 0 | 0 | 0 | 0 | 0 | 0 | 0 | 0 | 0 | 0 | 0 | 0 | 0 | 0 | 0 | 0 | 0 | 0 | 0 | 0 | 0 | 0 | 0 | 0 | 0 | 0 | 0 | 0 | 0 | 0 | 0 | 0 | 0 | 0 | 0 | 0 | 0 | 0 | 0 | 0 | 0 | 0 | 0 | 0 | 0 | 0 | 0 | 0 | 0 | 0 | 0 | 0 | 0 | 0
| 54250 | 0 | 0 | 0 | 0 | 0 | 0 | 0 | 0 | 0 | 0 | 0 | 0 | 0 | 0 | 0 | 0 | 0 | 0 | 0 | 0 | 0 | 0 | 0 | 0 | 0 | 0 | 0 | 0 | 0 | 0 | 0 | 0 | 0 | 0 | 0 | 0 | 0 | 0 | 0 | 0 | 0 | 0 | 0 | 0 | 0 | 0 | 0 | 0 | 0 | 0 | 0 | 0 | 0 | 0 | 0
| 54333 | 0 | 0 | 0 | 0 | 0 | 0 | 1e-08 | 0 | 0 | 0 | 0 | 0 | 0 | 0 | 0 | 0 | 0 | 0 | 1e-08 | 0 | 0 | 0 | 0 | 0 | 0 | 0 | 0 | 0 | 0 | 0 | 1e-08 | 0 | 0 | 0 | 0 | 0 | 0 | 0 | 0 | 0 | 0 | 0 | 1e-08 | 0 | 0 | 0 | 0 | 0 | 1e-08 | 1e-08 | 1e-08 | 1e-08 | 1e-08 | 1e-08 | 1e-08
| 54569 | 0 | 0 | 0 | 0 | 0 | 0 | 0 | 0 | 0 | 0 | 0 | 0 | 0 | 0 | 0 | 0 | 0 | 0 | 0 | 0 | 0 | 0 | 0 | 0 | 0 | 0 | 0 | 0 | 0 | 0 | 0 | 0 | 0 | 0 | 0 | 0 | 0 | 0 | 0 | 0 | 0 | 0 | 0 | 0 | 0 | 0 | 0 | 0 | 0 | 0 | 0 | 0 | 0 | 0 | 0
| 54625 | 0 | 0 | 0 | 0 | 0 | 0 | 0 | 0 | 0 | 0 | 0 | 0 | 0 | 0 | 0 | 0 | 0 | 0 | 0 | 0 | 0 | 0 | 0 | 0 | 0 | 0 | 0 | 0 | 0 | 0 | 0 | 0 | 0 | 0 | 0 | 0 | 0 | 0 | 0 | 0 | 0 | 0 | 0 | 0 | 0 | 0 | 0 | 0 | 0 | 0 | 0 | 0 | 0 | 0 | 0
| 54634 | 0 | 0 | 0 | 0 | 0 | 0 | 0 | 0 | 0 | 0 | 0 | 0 | 0 | 0 | 0 | 0 | 0 | 0 | 0 | 0 | 0 | 0 | 0 | 0 | 0 | 0 | 0 | 0 | 0 | 0 | 0 | 0 | 0 | 0 | 0 | 0 | 0 | 0 | 0 | 0 | 0 | 0 | 0 | 0 | 0 | 0 | 0 | 0 | 0 | 0 | 0 | 0 | 0 | 0 | 0
| 54640 | 0 | 0 | 0.10118 | 0.39255 | 0.38905 | 0.39656 | 0.48894 | 0.5706 | 0.42535 | 0.2881 | 0.18706 | 0.10102 | 0.13303 | 0.024665 | 0.17991 | 0.30741 | 0.41183 | 0.45056 | 0.55414 | 0.70361 | 0.41854 | 0.39529 | 0.23411 | 0.2064 | 0.14058 | 0.08131 | 0.15863 | 0.67623 | 0.45876 | 0.44141 | 0.56107 | 0.59446 | 0.46715 | 0.34623 | 0.27843 | 0.26094 | 0.25425 | 0.25028 | 0.38494 | 0.97267 | 0.55983 | 0.52417 | 0.59059 | 0.61271 | 0.52692 | 0.47633 | 0.28429 | 0.29618 | 3.3404 | 4.0195 | 4.4652 | 5.7332 | 3.5145 | 4.4782 | 5.3717
| 54693 | -0.0083583 | 0 | 0.0046672 | 0.06119 | 0.027448 | 0.074985 | 0.11066 | 0.040561 | 0.056098 | 0.031278 | 0.046418 | 0.0081411 | 0.094395 | 0.062505 | 0.056483 | 0.043111 | 0.076959 | 0.09431 | 0.085976 | 0.059794 | 0.073185 | 0.072118 | 0.039129 | 0.053974 | 0.059219 | 0.024473 | 0.014228 | 0.036684 | 0.037891 | 0.045507 | 0.063615 | 0.048325 | 0.023627 | 0.028221 | 0.021871 | 0.051805 | 0.10287 | 0.088069 | 0.028291 | 0.071382 | 0.036446 | 0.031858 | 0.061182 | 0.041646 | -0.001568 | 0.034442 | 0.024331 | 0.058021 | 0.45309 | 0.81194 | 0.45547 | 0.57697 | 0.70159 | 0.65098 | 0.61003
| 54708 | 0 | 0 | 0 | 0 | 0 | 0 | 0 | 0 | 0 | 0 | 0 | 0 | 0 | 0 | 0 | 0 | 0 | 0 | 0 | 0 | 0 | 0 | 0 | 0 | 0 | 0 | 0 | 0 | 0 | 0 | 0 | 0 | 0 | 0 | 0 | 0 | 0 | 0 | 0 | 0 | 0 | 0 | 0 | 0 | 0 | 0 | 0 | 0 | 0 | 0 | 0 | 0 | 0 | 0 | 0
| 54746 | 0 | 0 | 0 | 0 | 0 | 0 | 0 | 0 | 0 | 0 | 0 | 0 | 0 | 0 | 0 | 0 | 0 | 0 | 0 | 0 | 0 | 0 | 0 | 0 | 0 | 0 | 0 | 0 | 0 | 0 | 0 | 0 | 0 | 0 | 0 | 0 | 0 | 0 | 0 | 0 | 0 | 0 | 0 | 0 | 0 | 0 | 0 | 0 | 0 | 0 | 0 | 0 | 0 | 0 | 0
| 54785 | 0 | 0 | 0 | 0 | 0 | 0 | 0 | 0 | 1e-06 | 0 | 0 | 0 | 0 | 0 | 0 | 0 | 0 | 0 | 0 | 0 | 1e-06 | 0 | 0 | 0 | 0 | 0 | 0 | 0 | 0 | 0 | 0 | 0 | 1e-06 | 0 | 0 | 0 | 0 | 0 | 0 | 0 | 0 | 0 | 0 | 0 | 0 | 0 | 0 | 0 | 1e-06 | 1e-06 | 1e-06 | 0 | 1e-06 | 1e-06 | 1e-06
| 54795 | 0 | 0 | 0 | 0 | 0 | 0 | 0 | 0 | 0 | 0 | 0 | 0 | 0 | 0 | 0 | 0 | 0 | 0 | 0 | 0 | 0 | 0 | 0 | 0 | 0 | 0 | 0 | 0 | 0 | 0 | 0 | 0 | 0 | 0 | 0 | 0 | 0 | 0 | 0 | 0 | 0 | 0 | 0 | 0 | 0 | 0 | 0 | 0 | 0 | 0 | 0 | 0 | 0 | 0 | 0
| 54829 | 0 | 0 | 0 | 0 | 0 | 0 | 0 | 0 | 0 | 0 | 0 | 0 | 0 | 0 | 0 | 0 | 0 | 0 | 0 | 0 | 0 | 0 | 0 | 0 | 0 | 0 | 0 | 0 | 0 | 0 | 0 | 0 | 0 | 0 | 0 | 0 | 0 | 0 | 0 | 0 | 0 | 0 | 0 | 0 | 0 | 0 | 0 | 0 | 0 | 0 | 0 | 0 | 0 | 0 | 0
| 54832 | 0.019878 | 0.008682 | 0.13788 | 0.14497 | -0.006082 | -0.071782 | 0.024673 | -0.003002 | -0.025999 | -0.021106 | 0.12118 | 0.096664 | 0.14385 | 0.039469 | 0.10139 | 0.038315 | 0.003451 | -0.011044 | 0.026621 | 0.028794 | -0.004308 | 0.021319 | 0.1135 | 0.15273 | 0.011434 | 0.007952 | -0.019426 | 0.022277 | -0.036964 | -0.043606 | -0.031639 | -0.019895 | -0.072932 | -0.041704 | -0.082368 | 0.068584 | 0.061031 | 0.048465 | -0.066257 | -0.029054 | -0.028871 | -0.069231 | -0.060941 | -0.078098 | -0.086482 | -0.073496 | -0.1575 | -0.091607 | 0.42596 | 0.65408 | -0.23829 | -0.63204 | 0.4471 | 0.31289 | -0.23825
| 54934 | 0 | 0 | 0 | 0 | 0 | 0 | 0 | 0 | 0 | 0 | 0 | 0 | 0 | 0 | 0 | 0 | 0 | 0 | 0 | 0 | 0 | 0 | 0 | 0 | 0 | 0 | 0 | 0 | 0 | 0 | 0 | 0 | 0 | 0 | 0 | 0 | 0 | 0 | 0 | 0 | 0 | 0 | 0 | 0 | 0 | 0 | 0 | 0 | 0 | 0 | 0 | 0 | 0 | 0 | 0
| 54980 | 0 | 0 | 0 | 0 | 0 | 1.2e-07 | 0 | 0 | 1.8e-07 | 0 | 0 | 0 | 0 | 0 | 0 | 0 | 6e-08 | 6e-08 | 0 | 0 | 1.2e-07 | 0 | 0 | 0 | 0 | 0 | 0 | 0 | 0 | 1.2e-07 | 0 | 0 | 6e-08 | 0 | 0 | 0 | 0 | 0 | 0 | 0 | 0 | 6e-08 | 0 | 0 | 0 | 0 | 0 | 0 | 3e-07 | 2.4e-07 | 1.8e-07 | 6e-08 | 3.6e-07 | 1.8e-07 | 1.8e-07
| 55074 | 0 | 0 | 0 | 0 | 2e-07 | 0 | 0 | 0 | 0 | 0 | 0 | 0 | 0 | 0 | 0 | 0 | 0 | 0 | 0 | 0 | 0 | 0 | 0 | 0 | 0 | 0 | 0 | 0 | 0 | 0 | 0 | 0 | 0 | 0 | 0 | 0 | 0 | 0 | 0 | 0 | 0 | 0 | 0 | 0 | 0 | 0 | 0 | 0 | 2e-07 | 0 | 0 | 0 | 0 | 0 | 0
| 55193 | 0.40045 | 0.3937 | 0.23312 | 0.18463 | 0.2118 | 0.16436 | 0.13402 | 0.18543 | 0.24546 | 0.36979 | 0.20538 | 0.54958 | 0.74175 | 0.61738 | 0.42252 | 0.21624 | 0.22462 | 0.27963 | -0.10844 | 0.050751 | 0.16915 | 0.23171 | 0.30891 | 0.73181 | 0.38553 | 0.35469 | 0.5782 | 0.29446 | 0.251 | 0.18727 | -0.059076 | -0.14355 | 0.17662 | 0.13238 | 0.25192 | 0.3448 | 0.37698 | 0.41718 | 0.40874 | 0.13809 | 0.17443 | 0.32148 | -0.010857 | 0.051974 | 0.31472 | 0.22953 | 0.4883 | 0.62003 | 3.2777 | 3.886 | 2.7542 | 3.5306 | 4.0765 | 3.5274 | 2.4058
| 55231 | 2.114 | 1.9754 | 0.77207 | 0.72286 | 0.87509 | 1.5687 | 1.1875 | 1.2302 | 1.7727 | 0.87656 | 1.4438 | 1.44 | 0.90476 | 0.94115 | 0.85898 | 0.50412 | 0.8909 | 1.4788 | 0.83939 | 1.2891 | 1.6541 | 0.50338 | 1.2386 | 2.143 | 0.56188 | 0.59328 | 0.75322 | 0.76362 | 0.78604 | 1.4494 | 0.89792 | 0.86864 | 1.8009 | 0.91232 | 1.5791 | 1.6323 | 0.76313 | 0.81883 | 0.56306 | 0.84487 | 1.0038 | 1.4515 | 0.77318 | 0.84387 | 1.7968 | 0.60502 | 1.5589 | 1.7495 | 15.9788 | 13.2462 | 12.5986 | 12.7725 | 13.6193 | 12.6043 | 13.1343
| 55233 | 0.0036999 | 0.0048757 | 0 | 0 | 0.013455 | 0.11458 | 0.16027 | 0.14275 | 0 | 0.00085472 | 0 | 0 | 0 | -0.0017569 | 0 | 0.0032957 | 0.031388 | 0.17705 | 0.141 | 0.16401 | 0.026789 | 0.07793 | 0 | 0 | 0.027579 | -0.0015394 | 0 | 0.011364 | 0.02798 | 0.049893 | 0.10049 | 0.080533 | 0.0082514 | 0.014694 | 0.0056343 | 0.0066797 | -0.029667 | 0.014752 | 0.032329 | 0.054502 | 0.023256 | 0.017463 | 0.078825 | 0.056398 | 0.003508 | 0.016763 | -0.0036324 | 0.018545 | 0.44048 | 0.6197 | 0.33156 | 0.28304 | 0.45138 | 0.65215 | 0.36135
| 55239 | 1.5399 | 1.4479 | 0.50815 | 0.26661 | 0.4403 | 0.43979 | 0.3751 | 0.87349 | 1.1516 | 0.65414 | 0.7731 | 1.2904 | 1.1862 | 1.0719 | 0.87299 | 0.46762 | 0.50506 | 0.86017 | 0.85634 | 1.4453 | 1.4912 | 0.68756 | 1.0531 | 1.3313 | 1.331 | 1.341 | 1.1923 | 0.3869 | 0.66644 | 0.89554 | 0.41715 | 0.63248 | 1.0675 | 0.4466 | 0.86661 | 0.80169 | 1.161 | 1.0586 | 1.2348 | 0.44767 | 0.69149 | 1.1566 | 0.89065 | 1.3854 | 1.6404 | 0.92843 | 1.5536 | 1.1364 | 9.7605 | 11.8287 | 10.0452 | 13.2849 | 9.6614 | 12.6424 | 9.7211
| 55298 | 1.1413 | 0.99152 | 0.3652 | 0.31462 | 0.38381 | 0.77288 | 0.55076 | 0.65055 | 0.9138 | 0.48562 | 0.84819 | 0.68297 | 0.9671 | 0.83239 | 0.40969 | 0.18832 | 0.41734 | 0.76124 | 0.43664 | 0.70743 | 0.93458 | 0.33004 | 0.73786 | 1.0096 | 0.65265 | 0.63969 | 0.54811 | 0.27768 | 0.41225 | 0.66593 | 0.48414 | 0.48428 | 0.7717 | 0.43237 | 0.67685 | 0.76962 | 0.50828 | 0.51013 | 0.37708 | 0.33935 | 0.45879 | 0.73962 | 0.3896 | 0.48579 | 0.90799 | 0.43271 | 0.83832 | 0.90567 | 8.1012 | 7.7323 | 6.8153 | 6.8933 | 7.7196 | 7.4478 | 6.4785
| 55337 | 0.69131 | 0.70674 | 0.42379 | 0.12274 | 0.27927 | 0.63444 | 0.27226 | 0.28401 | 0.65494 | 0.10164 | 0.14442 | 0.72098 | 0.86063 | 0.76092 | 0.051981 | 0.10069 | 0.32252 | 0.56103 | 0.2128 | 0.12252 | 0.56763 | 0.026686 | 0.084962 | 0.33927 | 0.67406 | 0.86212 | 0.025594 | 0.03932 | 0.14393 | 0.62477 | 0.20287 | 0.14842 | 0.72473 | 0.13837 | 0.080562 | 0.23545 | 0.39161 | 0.30677 | 0.007439 | 0.049517 | 0.12939 | 0.50545 | 0.086871 | 0.041498 | 0.62083 | 0.028608 | 0.030708 | 0.1117 | 5.0365 | 4.0116 | 3.9002 | 2.3104 | 4.9094 | 3.6599 | 3.0399
| 55381 | 0.020349 | 0 | 0 | 0 | 0 | 0 | 0.12078 | 0.060133 | 0 | 0 | 0 | 0 | 0 | 0 | 0 | 0 | 0 | 0 | 1.0736 | 0.441 | 0 | 0 | 0 | 0 | 0.29281 | 0 | 0 | 0 | 0 | 0 | 1.0846 | 0.83045 | 0 | 0 | 0 | 0 | 0 | 0 | 0 | 0 | 0 | 0 | 1.4263 | 0.80752 | 0 | 0 | 0 | 0 | 0.20126 | 1.5146 | 2.2079 | 2.2339 | 0.18092 | 1.8074 | 1.9151
| 55524 | 0.40657 | 0.43563 | 0.94972 | 0.81329 | 1.4187 | 3.7265 | 2.481 | 4.4557 | 5.2796 | 2.7469 | 2.9689 | 1.8756 | 1.1861 | 0.9719 | 2.0083 | 1.2589 | 2.5988 | 5.2913 | 3.7597 | 6.679 | 6.876 | 2.6776 | 4.1556 | 2.7007 | 0.4288 | 0.37618 | 3.0449 | 1.0447 | 1.8184 | 4.756 | 2.9216 | 5.9946 | 5.3343 | 3.0662 | 3.7016 | 3.0006 | 1.3991 | 1.0906 | 4.1456 | 1.8404 | 3.1558 | 6.5332 | 4.8136 | 8.7886 | 6.8234 | 4.7048 | 5.0682 | 4.1325 | 27.5581 | 40.1638 | 35.488 | 52.4957 | 31.5582 | 38.8529 | 40.4064
| 55667 | 0.78624 | 0.53869 | 0.23006 | 0.30253 | 0.49635 | 1.1346 | 0.64431 | 0.42206 | 1.3424 | 0.30574 | 0.21411 | 0.43354 | 0.44015 | 0.25926 | 0.18321 | 0.49754 | 0.57875 | 0.9491 | 0.40603 | 0.45561 | 0.85659 | 0.4456 | 0.15449 | 0.33434 | 0.81827 | 0.5864 | 0.12369 | 0.41062 | 0.40109 | 1.0729 | 0.43192 | 0.46557 | 0.91453 | 0.42514 | 0.20766 | 0.38189 | 0.45689 | 0.23315 | 0.24047 | 0.27067 | 0.40472 | 0.89162 | 0.34161 | 0.34179 | 0.97982 | 0.35776 | 0.12941 | 0.33531 | 6.8506 | 5.5607 | 6.2397 | 4.9832 | 6.4557 | 5.9418 | 5.5055
| 55690 | 1.9439 | 1.4834 | 0.67726 | 0.22912 | 0.39762 | 0.54903 | 0.62174 | 1.2225 | 1.553 | 0.57517 | 0.66779 | 1.8302 | 3.0696 | 2.8524 | 1.7344 | 0.72789 | 0.65893 | 1.0847 | -1.0702 | 0.78006 | 1.7829 | 0.65268 | 1.383 | 1.7211 | 0.90983 | 0.92407 | 1.1216 | 0.42181 | 0.51266 | 0.87272 | -1.5663 | -1.0669 | 1.494 | 0.58084 | 1.2506 | 1.139 | 1.2435 | 1.158 | 1.2003 | 0.50628 | 0.8569 | 1.437 | -1.2384 | 0.01415 | 2.4132 | 0.73592 | 1.8158 | 1.653 | 11.7507 | 15.3773 | 6.594 | 11.7955 | 16.0627 | 10.2241 | 7.6689
| 55765 | 0 | 0 | 0 | 0 | 0 | 0 | 0 | 0 | 0 | 0 | 0 | 0 | 0 | 0 | 0 | 0 | 0 | 0 | 0 | 0 | 0 | 0 | 0 | 0 | 0 | 0 | 0 | 0 | 0 | 0 | 0 | 0 | 0 | 0 | 0 | 0 | 0 | 0 | 0 | 0 | 0 | 0 | 0 | 0 | 0 | 0 | 0 | 0 | 0 | 0 | 0 | 0 | 0 | 0 | 0
| 55801 | 1.3863 | 1.2278 | 0.43458 | 0.90909 | 0.95772 | 1.018 | 0.78608 | 1.0675 | 1.8549 | 1.7922 | 1.0864 | 1.1648 | 0.12671 | -0.044551 | 1.4112 | 0.62407 | 0.96612 | 1.4927 | 1.0322 | 1.6887 | 1.8021 | 1.232 | 1.2738 | 1.102 | -0.32186 | -0.73277 | 1.7403 | 1.0081 | 1.3098 | 1.0504 | 0.85419 | 1.0346 | 1.247 | 0.85564 | 1.1211 | 0.95738 | 0.52584 | 0.32866 | 1.409 | 0.96024 | 1.3462 | 1.4969 | 0.98177 | 1.5776 | 1.7731 | 1.6025 | 1.8092 | 1.7219 | 13.6854 | 12.7069 | 10.1238 | 15.5329 | 11.8535 | 12.6268 | 11.6903
| 55885 | 0 | 0 | 0 | 0 | 1e-08 | 0 | 0 | 0 | 1.1e-07 | 0 | 0 | 0 | 0 | 0 | 0 | 0 | 1e-08 | 0 | 0 | 0 | 0 | 0 | 0 | 0 | 0 | 0 | 0 | 0 | 0 | 0 | 0 | 0 | 0 | 0 | 0 | 0 | 0 | 0 | 0 | 0 | 0 | 0 | 0 | 0 | 0 | 0 | 0 | 0 | 1.2e-07 | 1e-08 | 0 | 0 | 1.2e-07 | 0 | 0
| 55938 | 0.15758 | 0 | 0 | 0 | 0.022839 | 0.019726 | 0.8448 | 0.55745 | 0 | 0 | 0 | 0 | 0 | 0 | 0 | 0 | 0.057763 | 0.082216 | 1.5007 | 0.69061 | 0 | 0 | 0 | 0 | 0.20015 | 0 | 0 | 0 | 0.038788 | 0.019647 | 1.4095 | 0.97761 | 0.020841 | 0 | 0 | 0 | 0 | 0 | 0 | 0.026149 | 0.03043 | 0.043836 | 1.1497 | 0.89585 | 0.0040027 | 0.0046677 | 0 | 0 | 1.6024 | 2.3313 | 2.6666 | 2.1546 | 1.4797 | 2.5125 | 2.4842
| 55964 | 0 | 0 | 0 | 0 | 0 | 0 | 0 | 0 | 0 | 0 | 0 | 0 | 0 | 0 | 0 | 0 | 0 | 0 | 0 | 0 | 0 | 0 | 0 | 0 | 0 | 0 | 0 | 0 | 0 | 0 | 0 | 0 | 0 | 0 | 0 | 0 | 0 | 0 | 0 | 0 | 0 | 0 | 0 | 0 | 0 | 0 | 0 | 0 | 0 | 0 | 0 | 0 | 0 | 0 | 0
| 55976 | 0.43577 | 0.47871 | 0.56429 | 0.14978 | 0.14998 | -0.13691 | 0.02039 | -0.01873 | -0.12198 | 0.035055 | -0.020935 | 0.21045 | 0.15715 | 0.35485 | 0.072197 | 0.090515 | 0.14771 | -0.13128 | 0.01202 | -0.03485 | -0.13779 | -0.001667 | -0.081325 | 0.05436 | 0.22316 | 0.34921 | -0.05224 | 0.009407 | 0.10357 | -0.22535 | -0.04297 | -0.03337 | -0.14443 | -0.02622 | -0.069296 | 0.04072 | 0.2246 | 0.22979 | -0.21453 | -0.042811 | -0.010296 | -0.14256 | -0.04959 | -0.07229 | -0.22391 | -0.10815 | -0.17999 | -0.09845 | 1.7459 | 0.50188 | 0.13219 | -0.68819 | 0.78976 | 0.31257 | -0.31416
| 56038 | 0 | 0 | 0 | 0 | 0 | 0 | 0 | 0 | 0 | 0 | 0 | 0 | 0 | 0 | 0 | 0 | 0 | 0 | 0 | 0 | 0 | 0 | 0 | 0 | 0 | 0 | 0 | 0 | 0 | 0 | 0 | 0 | 0 | 0 | 0 | 0 | 0 | 0 | 0 | 0 | 0 | 0 | 0 | 0 | 0 | 0 | 0 | 0 | 0 | 0 | 0 | 0 | 0 | 0 | 0
| 56050 | 0 | 0 | 0 | 0 | 0 | 0 | 0 | 0 | 0 | 0 | 0 | 0 | 0 | 0 | 0 | 0 | 0 | 0 | 0 | 0 | 0 | 0 | 0 | 0 | 0 | 0 | 0 | 0 | 0 | 0 | 0 | 0 | 0 | 0 | 0 | 0 | 0 | 0 | 0 | 0 | 0 | 0 | 0 | 0 | 0 | 0 | 0 | 0 | 0 | 0 | 0 | 0 | 0 | 0 | 0
| 56397 | 0.00010973 | 0.00010882 | 0 | 9.7354e-05 | 0.00062795 | 0.0032412 | 0.0028855 | 0.0035671 | 0 | 0.00029866 | 0.00015541 | 0 | 0 | 0 | 0.00025802 | 0.00083133 | 0.00078726 | 0.0035167 | 0.0017318 | 0.001625 | 0.00030348 | 0.0023944 | 0.00025909 | 0.00050389 | 0.00093288 | 0.00014437 | 0.00015513 | 0.001116 | 0.0014007 | 0.0030915 | 0.0043946 | 0.0032643 | 0.00024561 | 0.0013999 | 0.00020691 | 0.0010576 | 0.0011565 | 0.00076211 | 0.00077443 | 0.0030316 | 0.0016983 | 0.002599 | 0.002906 | 0.0024927 | -0.00020406 | 0.00064859 | 5.1744e-05 | 0.0016594 | 0.011092 | 0.012211 | 0.017409 | 0.017576 | 0.012024 | 0.014084 | 0.021083
| 56429 | 0 | 0 | 0 | 0 | 0 | 0 | 0 | 0 | 0 | 0 | 0 | 0 | 0 | 0 | 0 | 0 | 0 | 0 | 0 | 0 | 0 | 0 | 0 | 0 | 0 | 0 | 0 | 0 | 0 | 0 | 0 | 0 | 0 | 0 | 0 | 0 | 0 | 0 | 0 | 0 | 0 | 0 | 0 | 0 | 0 | 0 | 0 | 0 | 0 | 0 | 0 | 0 | 0 | 0 | 0
| 56430 | 0 | 0 | 0 | 0 | 0 | 5e-07 | 0 | 0 | 0 | 0 | 0 | 0 | 0 | 0 | 0 | 0 | 0 | 5e-07 | 0 | 0 | 0 | 0 | 0 | 0 | 0 | 0 | 0 | 0 | 0 | 5e-07 | 0 | 0 | 0 | 0 | 0 | 0 | 0 | 0 | 0 | 0 | 0 | 5e-07 | 0 | 0 | 0 | 0 | 0 | 0 | 5e-07 | 5e-07 | 5e-07 | 5e-07 | 5e-07 | 5e-07 | 5e-07
| 56510 | 0 | 0 | 0 | 0 | 0 | 0 | 0 | 0 | 0 | 0 | 0 | 0 | 0 | 0 | 0 | 0 | 0 | 0 | 0 | 0 | 0 | 0 | 0 | 0 | 0 | 0 | 0 | 0 | 0 | 0 | 0 | 0 | 0 | 0 | 0 | 0 | 0 | 0 | 0 | 0 | 0 | 0 | 0 | 0 | 0 | 0 | 0 | 0 | 0 | 0 | 0 | 0 | 0 | 0 | 0
| 56511 | 0 | 0 | 0 | 0 | 0 | 0 | 0 | 0 | 0 | 0 | 0 | 2e-07 | 0 | 0 | 0 | 0 | 0 | 0 | 0 | 0 | 0 | 0 | 0 | 2e-07 | 0 | 0 | 0 | 0 | 0 | 0 | 0 | 0 | 0 | 0 | 0 | 0 | 0 | 0 | 0 | 0 | 0 | 0 | 0 | 0 | 0 | 0 | 0 | 0 | 2e-07 | 2e-07 | 0 | 0 | 2e-07 | 2e-07 | 0
| 56512 | 0 | 0 | 0 | 0 | 0 | 0 | 0 | 0 | 0 | 0 | 0 | 0 | 0 | 0 | 0 | 0 | 0 | 0 | 0 | 0 | 0 | 0 | 0 | 0 | 0 | 0 | 0 | 0 | 0 | 0 | 0 | 0 | 0 | 0 | 0 | 0 | 0 | 0 | 0 | 0 | 0 | 0 | 0 | 0 | 0 | 0 | 0 | 0 | 0 | 0 | 0 | 0 | 0 | 0 | 0
| 56513 | 0 | 0 | 0 | 0 | 0 | 0 | 0 | 0 | 0 | 0 | 0 | 0 | 0 | 0 | 0 | 0 | 0 | 0 | 0 | 0 | 0 | 0 | 0 | 0 | 0 | 0 | 0 | 0 | 0 | 0 | 0 | 0 | 0 | 0 | 0 | 0 | 0 | 0 | 0 | 0 | 0 | 0 | 0 | 0 | 0 | 0 | 0 | 0 | 0 | 0 | 0 | 0 | 0 | 0 | 0
| 56571 | 0 | 0 | 0 | 0 | 3e-07 | 0 | 0 | 0 | 0 | 0 | 0 | 0 | 0 | 0 | 0 | 0 | 0 | 0 | 0 | 0 | 0 | 0 | 0 | 0 | 0 | 0 | 0 | 0 | 0 | 0 | 0 | 0 | 0 | 0 | 0 | 0 | 0 | 0 | 0 | 0 | 0 | 0 | 0 | 0 | 0 | 0 | 0 | 0 | 3e-07 | 0 | 0 | 0 | 0 | 0 | 0
| 56680 | 0 | 0 | 0 | 0 | 0 | 0 | 0 | 0 | 0 | 0 | 0 | 0 | 0 | 0 | 0 | 0 | 0 | 0 | 0 | 0 | 0 | 0 | 0 | 0 | 0 | 0 | 0 | 0 | 0 | 0 | 0 | 0 | 0 | 0 | 0 | 0 | 0 | 0 | 0 | 0 | 0 | 0 | 0 | 0 | 0 | 0 | 0 | 0 | 0 | 0 | 0 | 0 | 0 | 0 | 0
| 56690 | 0 | 0 | 0 | 0 | 0 | 0 | 0 | 0 | 0 | 0 | 0 | 0 | 0 | 0 | 0 | 0 | 0 | 0 | 0 | 0 | 0 | 0 | 0 | 0 | 0 | 0 | 0 | 0 | 0 | 0 | 0 | 0 | 0 | 0 | 0 | 0 | 0 | 0 | 0 | 0 | 0 | 0 | 0 | 0 | 0 | 0 | 0 | 0 | 0 | 0 | 0 | 0 | 0 | 0 | 0
| 56701 | 0 | 0 | 0 | 0 | 0 | 0 | 0 | 0 | 0 | 0 | 0 | 0 | 0 | 0 | 0 | 0 | 0 | 0 | 0 | 0 | 0 | 0 | 0 | 0 | 0 | 0 | 0 | 0 | 0 | 0 | 0 | 0 | 0 | 0 | 0 | 0 | 0 | 0 | 0 | 0 | 0 | 0 | 0 | 0 | 0 | 0 | 0 | 0 | 0 | 0 | 0 | 0 | 0 | 0 | 0
| 56846 | 0.43275 | 0.36574 | 0.18651 | 0.1609 | 0.23553 | 0.051052 | 0.21597 | 0.21404 | 0.15951 | 0.13978 | 0.14449 | 0.49963 | 0.43692 | 0.48917 | 0.17881 | 0.16488 | 0.077617 | 0.091641 | 0.18688 | 0.04895 | 0.092969 | 0.14327 | 0.035173 | 0.1286 | 0.20101 | 0.23602 | 0.099474 | 0.12373 | 0.078074 | 0.072227 | 0.08715 | 0.13693 | 0.043324 | 0.12051 | 0.084931 | 0.16362 | 0.31834 | 0.43059 | 0.066719 | 0.020064 | 0.053167 | 0.00125 | 0.04816 | 0.01265 | -0.082512 | 0.061122 | -0.068811 | 0.07372 | 2.8059 | 2.0749 | 1.447 | 0.93446 | 2.7719 | 1.4658 | 1.5976
| 56850 | 0 | 0 | 0 | 0 | 0 | 0 | 0 | 0 | 2e-07 | 0 | 0 | 0 | 0 | 0 | 0 | 0 | 0 | 0 | 0 | 0 | 0 | 0 | 0 | 0 | 0 | 0 | 0 | 0 | 0 | 0 | 0 | 0 | 0 | 0 | 0 | 0 | 0 | 0 | 0 | 0 | 0 | 0 | 0 | 0 | 0 | 0 | 0 | 0 | 2e-07 | 0 | 0 | 0 | 2e-07 | 0 | 0
| 56873 | 0 | 0 | 0 | 0 | 1e-08 | 1e-08 | 0 | 0 | 2e-08 | 1e-07 | 0 | 0 | 0 | 0 | 0 | 0 | 0 | 1e-08 | 0 | 0 | 1e-08 | 0 | 0 | 0 | 0 | 0 | 0 | 0 | 0 | 1e-08 | 0 | 0 | 1e-08 | 0 | 0 | 0 | 0 | 0 | 0 | 0 | 0 | 1e-08 | 0 | 0 | 0 | 0 | 0 | 0 | 1.4e-07 | 2e-08 | 2e-08 | 1e-08 | 1.3e-07 | 2e-08 | 2e-08
| 56884 | 0 | 0 | 0 | 0 | 0 | 0 | 0 | 0 | 0 | 0 | 0 | 0 | 0 | 0 | 0 | 0 | 0 | 0 | 0 | 0 | 0 | 0 | 0 | 0 | 0 | 0 | 0 | 0 | 0 | 0 | 0 | 0 | 0 | 0 | 0 | 0 | 0 | 0 | 0 | 0 | 0 | 0 | 0 | 0 | 0 | 0 | 0 | 0 | 0 | 0 | 0 | 0 | 0 | 0 | 0
| 56887 | 0 | 0 | 0 | 0 | 0 | 0 | 0 | 0 | 0 | 0 | 0 | 0 | 0 | 0 | 0 | 0 | 0 | 0 | 0 | 0 | 0 | 0 | 0 | 0 | 0 | 0 | 0 | 0 | 0 | 0 | 0 | 0 | 0 | 0 | 0 | 0 | 0 | 0 | 0 | 0 | 0 | 0 | 0 | 0 | 0 | 0 | 0 | 0 | 0 | 0 | 0 | 0 | 0 | 0 | 0
| 56890 | 0 | 0 | 0 | 0 | 0 | 0 | 0 | 0 | 1e-07 | 0 | 0 | 0 | 0 | 0 | 0 | 0 | 0 | 0 | 0 | 0 | 1e-07 | 0 | 0 | 0 | 0 | 0 | 0 | 0 | 0 | 0 | 0 | 0 | 0 | 0 | 0 | 0 | 0 | 0 | 0 | 0 | 0 | 0 | 0 | 0 | 0 | 0 | 0 | 0 | 1e-07 | 1e-07 | 0 | 0 | 1e-07 | 1e-07 | 0
| 56911 | 0 | 0 | 0 | 0 | 0 | 0 | 0 | 0 | 0 | 0 | 0 | 0 | 0 | 0 | 0 | 0 | 0 | 0 | 0 | 0 | 0 | 0 | 0 | 0 | 0 | 0 | 0 | 0 | 0 | 0 | 0 | 0 | 0 | 0 | 0 | 0 | 0 | 0 | 0 | 0 | 0 | 0 | 0 | 0 | 0 | 0 | 0 | 0 | 0 | 0 | 0 | 0 | 0 | 0 | 0
| 56957 | 0 | 0 | 0 | 0 | 0 | 0 | 0 | 0 | 0 | 0 | 0 | 0 | 0 | 0 | 0 | 0 | 0 | 0 | 0 | 0 | 0 | 0 | 0 | 0 | 0 | 0 | 0 | 0 | 0 | 0 | 0 | 0 | 0 | 0 | 0 | 0 | 0 | 0 | 0 | 0 | 0 | 0 | 0 | 0 | 0 | 0 | 0 | 0 | 0 | 0 | 0 | 0 | 0 | 0 | 0
| 56963 | 0.49521 | 0.41306 | 0.28693 | 0.20559 | 0.3626 | 0.60731 | 0.49386 | 0.63783 | 0.75715 | 0.3242 | 0.37263 | 0.53374 | 0.58512 | 0.52155 | 0.41638 | 0.27264 | 0.70831 | 0.69376 | 0.73691 | 0.81403 | 0.79893 | 0.37284 | 0.68676 | 0.54352 | 0.58442 | 0.63993 | 0.51345 | 0.166 | 0.38325 | 0.70312 | 0.58347 | 0.72584 | 0.75442 | 0.53539 | 0.72036 | 0.66639 | 0.53688 | 0.44729 | 0.66844 | 0.3923 | 0.47499 | 0.76352 | 0.84104 | 0.90174 | 0.85032 | 0.5187 | 0.81653 | 0.76251 | 5.4901 | 7.1507 | 6.976 | 7.9743 | 6.2307 | 6.9338 | 7.2089
| 57183 | 0 | 0 | 0 | 0 | 0 | 0 | 0 | 0 | 0 | 0 | 0 | 0 | 0 | 0 | 0 | 0 | 0 | 0 | 0 | 0 | 0 | 0 | 0 | 0 | 0 | 0 | 0 | 0 | 0 | 0 | 0 | 0 | 0 | 0 | 0 | 0 | 0 | 0 | 0 | 0 | 0 | 0 | 0 | 0 | 0 | 0 | 0 | 0 | 0 | 0 | 0 | 0 | 0 | 0 | 0
| 57349 | 0.62218 | 0.60018 | 0.30529 | 0.15066 | 0.56254 | 0.73264 | 0.56205 | 0.73184 | 0.64209 | 0.57554 | 0.4544 | 0.52156 | 1.0051 | 0.80428 | 0.43006 | 0.28914 | 0.71402 | 0.74374 | 0.68531 | 0.69997 | 0.63533 | 0.63913 | 0.69097 | 0.57257 | 0.88022 | 0.84695 | 0.54387 | 0.19992 | 0.53855 | 0.7268 | 0.70718 | 0.78216 | 0.70012 | 0.73085 | 0.73287 | 0.67764 | 0.84609 | 0.80305 | 0.76242 | 0.41632 | 0.59059 | 0.80685 | 0.72757 | 0.80419 | 0.78267 | 0.77256 | 0.8036 | 0.80274 | 6.461 | 7.9096 | 8.0671 | 8.9187 | 7.4627 | 7.6765 | 8.4761
| 57581 | 0 | 0 | 0 | 0 | 0 | 0 | 0 | 0 | 0 | 0 | 0 | 0 | 0 | 0 | 0 | 0 | 0 | 0 | 0 | 0 | 0 | 0 | 0 | 0 | 0 | 0 | 0 | 0 | 0 | 0 | 0 | 0 | 0 | 0 | 0 | 0 | 0 | 0 | 0 | 0 | 0 | 0 | 0 | 0 | 0 | 0 | 0 | 0 | 0 | 0 | 0 | 0 | 0 | 0 | 0
| 57582 | 0 | 0 | 0 | 0 | 0 | 2e-07 | 0 | 0 | 2e-07 | 0 | 0 | 0 | 0 | 0 | 0 | 0 | 2e-07 | 0 | 0 | 0 | 2e-07 | 0 | 0 | 0 | 0 | 0 | 0 | 0 | 0 | 0 | 0 | 0 | 2e-07 | 0 | 0 | 0 | 0 | 0 | 0 | 0 | 0 | 0 | 0 | 0 | 0 | 0 | 0 | 0 | 4e-07 | 4e-07 | 2e-07 | 0 | 6e-07 | 2e-07 | 2e-07
| 57788 | 0 | 0 | 0 | 0 | 0 | 0 | 0 | 0 | 0 | 0 | 0 | 0 | 0 | 0 | 0 | 0 | 0 | 0 | 0 | 0 | 0 | 0 | 0 | 0 | 0 | 0 | 0 | 0 | 0 | 0 | 0 | 0 | 0 | 0 | 0 | 0 | 0 | 0 | 0 | 0 | 0 | 0 | 0 | 0 | 0 | 0 | 0 | 0 | 0 | 0 | 0 | 0 | 0 | 0 | 0
| 57839 | 1.0117 | 0.88848 | 0.55579 | 0.38147 | 0.5387 | 1.0183 | 0.67116 | 1.29 | 1.3733 | 0.41033 | 0.49896 | 1.4328 | 0.81292 | 0.89238 | 0.81803 | 0.61949 | 0.78669 | 1.3477 | 1.1877 | 1.569 | 1.5468 | 0.80602 | 0.90339 | 0.93622 | 1.1058 | 1.2458 | 0.92606 | 0.40776 | 0.67295 | 1.2369 | 0.88382 | 1.17 | 1.2778 | 0.56037 | 0.8287 | 0.83174 | 0.95355 | 0.81267 | 1.1704 | 0.70945 | 0.95539 | 1.5965 | 1.3728 | 1.6554 | 1.655 | 0.87477 | 1.5149 | 1.0636 | 10.071 | 12.2263 | 11.1478 | 14.3345 | 10.6244 | 12.6552 | 11.3908
| 57843 | 0 | 0 | 0 | 0 | 1e-07 | 0 | 0 | 0 | 0 | 0 | 0 | 0 | 0 | 0 | 0 | 0 | 0 | 0 | 0 | 0 | 0 | 0 | 0 | 0 | 0 | 0 | 0 | 0 | 0 | 0 | 0 | 0 | 0 | 0 | 0 | 0 | 0 | 0 | 0 | 0 | 0 | 0 | 0 | 0 | 0 | 0 | 0 | 0 | 1e-07 | 0 | 0 | 0 | 0 | 0 | 0
| 57845 | 0 | 0 | 0 | 0 | 0 | 0 | 0 | 0 | 0 | 0 | 0 | 0 | 0 | 0 | 0 | 0 | 0 | 0 | 0 | 0 | 0 | 0 | 0 | 0 | 0 | 0 | 0 | 0 | 0 | 0 | 0 | 0 | 0 | 0 | 0 | 0 | 0 | 0 | 0 | 0 | 0 | 0 | 0 | 0 | 0 | 0 | 0 | 0 | 0 | 0 | 0 | 0 | 0 | 0 | 0
| 57846 | 0 | 0 | 0 | 0 | 0 | 0 | 0 | 0 | 0 | 0 | 0 | 0 | 0 | 0 | 0 | 0 | 0 | 0 | 0 | 0 | 0 | 0 | 0 | 0 | 0 | 0 | 0 | 0 | 0 | 0 | 0 | 0 | 0 | 0 | 0 | 0 | 0 | 0 | 0 | 0 | 0 | 0 | 0 | 0 | 0 | 0 | 0 | 0 | 0 | 0 | 0 | 0 | 0 | 0 | 0
| 57847 | 0 | 0 | 0 | 0 | 0 | 5e-07 | 0 | 0 | 0 | 0 | 0 | 0 | 0 | 0 | 0 | 0 | 0 | 5e-07 | 0 | 0 | 0 | 0 | 0 | 0 | 0 | 0 | 0 | 0 | 0 | 5e-07 | 0 | 0 | 0 | 0 | 0 | 0 | 0 | 0 | 0 | 0 | 0 | 5e-07 | 0 | 0 | 0 | 0 | 0 | 0 | 5e-07 | 5e-07 | 5e-07 | 5e-07 | 5e-07 | 5e-07 | 5e-07
| 57848 | 0 | 0 | 0 | 0 | 0 | 0 | 0 | 0 | 0 | 0 | 0 | 0 | 0 | 0 | 0 | 0 | 0 | 0 | 0 | 0 | 0 | 0 | 0 | 0 | 0 | 0 | 0 | 0 | 0 | 0 | 0 | 0 | 0 | 0 | 0 | 0 | 0 | 0 | 0 | 0 | 0 | 0 | 0 | 0 | 0 | 0 | 0 | 0 | 0 | 0 | 0 | 0 | 0 | 0 | 0
| 58051 | 0 | 0 | 0 | 0 | 0 | 0 | 0 | 0 | 0 | 0 | 0 | 0 | 0 | 0 | 0 | 0 | 0 | 0 | 0 | 0 | 0 | 0 | 0 | 0 | 0 | 0 | 0 | 0 | 0 | 0 | 0 | 0 | 0 | 0 | 0 | 0 | 0 | 0 | 0 | 0 | 0 | 0 | 0.0012539 | 0.0012611 | 0 | 0 | 0 | 0 | 0 | 0 | 0 | 0.0025149 | 0 | 0 | 0
| 58079 | 0.28443 | 0.14826 | 1.2666 | 0.55138 | 1.1356 | 1.3126 | 1.0449 | 1.4633 | 1.7223 | 1.6317 | 2.0939 | 1.7814 | 1.2445 | 1.0947 | 1.3898 | 0.75063 | 1.6752 | 1.5586 | 1.3256 | 1.7666 | 1.9074 | 1.256 | 2.3131 | 2.638 | 0.6993 | 1.0014 | 1.8073 | 0.59431 | 1.2822 | 1.4082 | 1.2357 | 1.361 | 1.5126 | 1.1182 | 2.0586 | 1.6318 | 0.91834 | 0.80184 | 1.7473 | 0.8273 | 1.3272 | 1.9161 | 1.4789 | 1.5716 | 2.4964 | 1.5206 | 2.198 | 1.8477 | 14.4363 | 18.9202 | 15.7106 | 18.6511 | 17.2049 | 18.1498 | 15.948
| 58110 | 0.00062036 | 0 | 0 | 0 | 0 | 0 | 0.0028736 | 0.001398 | 0 | 0 | 0 | 0 | 0 | 0 | 0 | 0 | 0 | 0 | 0.0076888 | 0.0038055 | 0 | 0 | 0 | 0 | 0.0016293 | 0 | 0 | 0 | 0 | 0 | 0.0057471 | 0.0060131 | 0.00015451 | 0 | 0 | 0 | 0 | 0 | 0 | 0 | 0 | 7.7639e-05 | 0.0074558 | 0.0061355 | 0.00015379 | 0 | 0 | 0 | 0.0048919 | 0.011494 | 0.013544 | 0.013823 | 0.0042715 | 0.013124 | 0.011915
| 58165 | 0 | 0 | 0 | 0 | 0 | 0 | 0 | 0 | 0 | 0 | 0 | 0 | 0 | 0 | 0 | 0 | 0 | 0 | 0 | 0 | 0 | 0 | 0 | 0 | 1e-08 | 0 | 0 | 0 | 0 | 0 | 0 | 0 | 0 | 0 | 0 | 0 | 0 | 0 | 0 | 0 | 0 | 0 | 0 | 0 | 0 | 0 | 0 | 0 | 0 | 0 | 1e-08 | 0 | 0 | 1e-08 | 0
| 58172 | 0 | 0 | 0 | 0 | 0 | 0 | 0 | 0 | 0 | 0 | 0 | 0 | 0 | 0 | 0 | 0 | 0 | 0 | 0 | 0 | 0 | 0 | 0 | 0 | 0 | 0 | 0 | 0 | 0 | 0 | 0 | 0 | 0 | 0 | 0 | 0 | 0 | 0 | 0 | 0 | 0 | 0 | 0 | 0 | 0 | 0 | 0 | 0 | 0 | 0 | 0 | 0 | 0 | 0 | 0
| 58207 | 0 | 0 | 0 | 1e-07 | 0 | 0 | 0 | 0 | 0 | 0 | 0 | 0 | 0 | 0 | 0 | 0 | 0 | 0 | 0 | 0 | 0 | 0 | 0 | 0 | -4e-08 | 0 | 0 | 0 | 0 | -4e-08 | 0 | 0 | 0 | 0 | 0 | 0 | 4e-08 | 0 | 0 | 0 | 0 | 0 | 0 | -1e-08 | 0 | -4e-08 | -1e-08 | 0 | 1e-07 | 0 | -8e-08 | -2e-08 | 0 | -4e-08 | 5.5511e-17
| 58208 | 0 | 0 | 0 | 0 | 0 | 0 | 0 | 0 | 0 | 0 | 0 | 0 | 0 | 0 | 0 | 0 | 0 | 0 | 0 | 0 | 0 | 0 | 0 | 0 | 0 | 0 | 0 | 0 | 0 | 0 | 0 | 0 | 0 | 0 | 0 | 0 | 0 | 0 | 0 | 0 | 0 | 0 | 0 | 0 | 0 | 0 | 0 | 0 | 0 | 0 | 0 | 0 | 0 | 0 | 0
| 58235 | 0.031847 | 0 | 0 | 0 | 0.0039002 | 0 | 0.17564 | 0.069677 | 0 | 0 | 0 | 0 | 0 | 0 | 0 | 0 | 0.0039456 | 0.053942 | 0.29636 | 0.16873 | 0 | 0 | 0 | 0 | 0.043221 | 0 | 0 | 0 | 0 | 0.024465 | 0.28284 | 0.23773 | 0.012807 | 0 | 0 | 0 | 0.0016299 | 0 | 0 | 0.0013719 | 0 | 0.040336 | 0.29647 | 0.23978 | 0.016638 | 0 | 0 | 0 | 0.28107 | 0.52298 | 0.60106 | 0.59623 | 0.24927 | 0.56226 | 0.56084
| 58246 | 0 | 0 | 0 | 0 | 0 | 0 | 0 | 0 | 0 | 0 | 0 | 0 | 0 | 0 | 0 | 0 | 0 | 0 | 0 | 0 | 0 | 0 | 0 | 0 | 0 | 0 | 0 | 0 | 0 | 0 | 0 | 0 | 0 | 0 | 0 | 0 | 0 | 0 | 0 | 0 | 0 | 0 | 0 | 0 | 0 | 0 | 0 | 0 | 0 | 0 | 0 | 0 | 0 | 0 | 0
| 58250 | 0 | 0 | 0 | 0 | 0 | 0 | 0 | 0 | 0 | 0 | 0 | 0 | 0 | 0 | 0 | 0 | 0 | 0 | 0 | 0 | 0 | 0 | 0 | 0 | 0 | 0 | 0 | 0 | 0 | 0 | 0 | 0 | 0 | 0 | 0 | 0 | 0 | 0 | 0 | 0 | 0 | 0 | 0 | 0 | 0 | 0 | 0 | 0 | 0 | 0 | 0 | 0 | 0 | 0 | 0
| 58252 | 0 | 0 | 0 | 0 | 0 | 0 | 0 | 0 | 0 | 0 | 0 | 0 | 0 | 0 | 0 | 0 | 0 | 0 | 0 | 0 | 1e-08 | 0 | 0 | 0 | 0 | 0 | 0 | 0 | 0 | 0 | 0 | 0 | 1e-08 | 0 | 0 | 0 | 0 | 0 | 0 | 0 | 0 | 0 | 0 | 0 | 0 | 0 | 0 | 0 | 0 | 1e-08 | 1e-08 | 0 | 0 | 1e-08 | 1e-08
| 58326 | 0 | 0 | 0 | 0 | 0 | 0 | 0 | 0 | 0 | 0 | 0 | 0 | 0 | 0 | 0 | 0 | 0 | 0 | 0 | 0 | 0 | 0 | 0 | 0 | 0 | 0 | 0 | 0 | 0 | 0 | 0 | 0 | 0 | 0 | 0 | 0 | 0 | 0 | 0 | 0 | 0 | 0 | 0 | 0 | 0 | 0 | 0 | 0 | 0 | 0 | 0 | 0 | 0 | 0 | 0
| 58420 | 0.045119 | 0.0765 | 0.11653 | 0.21166 | 0.27985 | 0.22979 | 0.28013 | 0.35119 | 0.36415 | 0.14989 | 0.13514 | 0.045815 | 0.30061 | 0.14489 | 0.12334 | 0.12449 | 0.27861 | 0.28789 | 0.28685 | 0.23884 | 0.29512 | 0.1536 | 0.12679 | 0.15648 | 0.074015 | -0.023105 | -0.002952 | 0.14412 | 0.18548 | 0.20105 | 0.25994 | 0.18617 | 0.1666 | 0.2763 | 0.0992 | 0.16849 | 0.15803 | 0.16011 | 0.089007 | 0.2199 | 0.26365 | 0.32333 | 0.23779 | 0.34788 | 0.35431 | 0.18038 | 0.072828 | 0.17467 | 2.2858 | 2.5175 | 1.7353 | 2.5819 | 2.528 | 1.9231 | 2.2485
| 58426 | 0.57927 | 0.61826 | 0.68159 | 0.41853 | 0.56261 | 0.43241 | 0.48112 | 0.36435 | 0.62376 | 0.79659 | 0.84217 | 1.1566 | 0.93567 | 0.66163 | 0.37765 | 0.23198 | 0.44278 | 0.68374 | 0.56717 | 0.64026 | 0.58125 | 0.63635 | 0.70656 | 1.3811 | 0.5935 | 0.88156 | 0.58675 | 0.52872 | 0.58077 | 0.52951 | 0.52956 | 0.51073 | 0.43033 | 0.46966 | 0.51053 | 0.98594 | 0.49122 | 0.31095 | 0.43625 | 0.68515 | 0.65955 | 0.64804 | 0.38169 | 0.54059 | 0.62798 | 0.66814 | 0.70605 | 0.99223 | 7.5572 | 7.8462 | 7.1376 | 7.1478 | 7.3467 | 8.3677 | 6.5494
| 58433 | 0.0053672 | 0 | 0 | 0 | 0 | 0 | 0.024038 | 0.012016 | 0 | 0 | 0 | 0 | 0.0045543 | 0.0010027 | 0 | 0 | 0 | 0 | 0.064484 | 0.032056 | 0 | 0 | 0 | 0 | 0.021668 | 0.013501 | 0 | 0 | 0 | 0 | 0.048376 | 0.050835 | 0.0008982 | 0 | 0 | 0 | 0.0026125 | 0.0027416 | 0 | 0 | 0 | 0.0013753 | 0.063437 | 0.049386 | 0.0015152 | 0 | 0 | 0 | 0.041421 | 0.1021 | 0.13528 | 0.12107 | 0.04161 | 0.13171 | 0.10546
| 58442 | 0 | 0 | 0 | 0 | 0 | 0 | 0 | 1e-07 | 0 | 0 | 0 | 0 | 0 | 0 | 0 | 0 | 0 | 0 | 1e-07 | 1e-07 | 0 | 1e-07 | 0 | 0 | 0 | 0 | 0 | 0 | 0 | 0 | 1e-07 | 1e-07 | 0 | 0 | 0 | 0 | 0 | 0 | 0 | 1e-07 | 0 | 0 | 1e-07 | 1e-07 | 0 | 0 | 0 | 0 | 1e-07 | 3e-07 | 2e-07 | 3e-07 | 1e-07 | 3e-07 | 3e-07
| 58476 | 0 | 0 | 0 | 0 | 0 | 0 | 0 | 0 | 0 | 0 | 0 | 0 | 0 | 0 | 0 | 0 | 0 | 0 | 0 | 0 | 0 | 0 | 0 | 0 | 0 | 0 | 0 | 0 | 0 | 0 | 0 | 0 | 0 | 0 | 0 | 0 | 0 | 0 | 0 | 0 | 0 | 0 | 0 | 0 | 0 | 0 | 0 | 0 | 0 | 0 | 0 | 0 | 0 | 0 | 0
| 58497 | 0 | 0 | 0 | 0 | 0 | 0 | 0 | 0 | 0 | 0 | 0 | 0 | 0 | 0 | 0 | 0 | 0 | 0 | 0 | 0 | 0 | 0 | 0 | 0 | 0 | 0 | 0 | 0 | 0 | 0 | 0 | 0 | 0 | 0 | 0 | 0 | 0 | 0 | 0 | 0 | 0 | 0 | 0 | 0 | 0 | 0 | 0 | 0 | 0 | 0 | 0 | 0 | 0 | 0 | 0
| 58584 | 0 | 0 | 0 | 0 | 0 | 0 | 0 | 0 | 0 | 0 | 0 | 0 | 0 | 0 | 0 | 0 | 0 | 0 | 0 | 0 | 0 | 0 | 0 | 0 | 0 | 0 | 0 | 0 | 0 | 0 | 0 | 0 | 0 | 0 | 0 | 0 | 0 | 0 | 0 | 0 | 0 | 0 | 0 | 0 | 0 | 0 | 0 | 0 | 0 | 0 | 0 | 0 | 0 | 0 | 0
| 58714 | 0.0024202 | 0.0016123 | 0 | 0 | 0.003955 | 0.028218 | 0.023723 | 0.032921 | 0 | 0.00079192 | 0 | 0 | 0 | -0.00080641 | 0.0023844 | 0.0031414 | 0.0063425 | 0.035271 | 0.035582 | 0.023239 | 0.0056212 | 0.013586 | 0.001596 | 0.0014839 | 0.0024204 | -0.00037744 | 0 | 0.0062653 | 0.0063002 | 0.013716 | 0.024473 | 0.015311 | 0.0015875 | 0.012215 | 0.001595 | 0.0032268 | -0.0016137 | 0.00080627 | 0.0071545 | 0.015984 | 0.01341 | 0.011296 | 0.02098 | 0.013717 | 0.00080571 | 0.009511 | 0.0031903 | 0.0080662 | 0.093642 | 0.12744 | 0.086733 | 0.10331 | 0.096716 | 0.13099 | 0.10787
| 58715 | 0.0038015 | 0.003046 | 0 | 0 | 0 | 0 | 0.025778 | 0.012234 | 0 | 0 | 0 | 0 | 0.0023105 | 0.0038088 | 0 | 0 | 0 | 0 | 0.0074338 | 0.0047575 | 0 | 0 | 0 | 0 | 0.006931 | 0 | 0 | 0 | 0 | 0 | 0.0013516 | -2.091e-05 | 0 | 0 | 0 | 0 | -0.003851 | 0.0038082 | 0 | 0 | 0 | 0.00068347 | 0.0022712 | 0 | -0.00068922 | 0 | 0 | 0 | 0.04486 | 0.018311 | 0.0082617 | 0.0022226 | 0.044131 | 0.019122 | 0.0012879
| 58811 | 0.0055253 | 0.0038075 | 0 | 0 | 0 | 0.0006835 | 0.025226 | 0.0088354 | 0 | 0 | 0 | 0 | 0 | 0 | 0 | 0 | 0 | 0.0006835 | 0.018922 | 0.0054372 | 0 | 0 | 0 | 0 | 0.0053908 | 0.00076186 | 0 | 0 | 0 | 0.0013668 | 0.003379 | 0.0037028 | 0.0006897 | 0 | 0 | 0 | -0.0046212 | -0.00076163 | 0 | 0 | 0 | -0.00068347 | 0.0060821 | 9.156e-05 | 0 | 0 | 0 | 0 | 0.044078 | 0.025042 | 0.015291 | 0.00010742 | 0.034745 | 0.031195 | 0.0037555
| 58813 | 0.0013423 | 0.0017261 | 0 | 0 | 0.00088655 | 0.0064184 | 0.026916 | 0.013425 | 0 | 0 | 0 | 0 | 0 | 0 | 0 | 0 | 0.0013329 | 0.017531 | 0.024728 | 0.016868 | 0.00044486 | 0.0004528 | 0 | 0 | 0.0027431 | 0.0002467 | 0 | 0 | 0.0017653 | 0.0070305 | 0.015537 | 0.0090232 | 0.00134 | 0.0022734 | 0 | 0 | -0.0027434 | 0.0014797 | 0.0014245 | 0.0063412 | 0.0048627 | 0.0033197 | 0.011663 | 0.0077027 | 0 | 0.0018174 | 0 | 0.00049346 | 0.050714 | 0.061357 | 0.039959 | 0.036361 | 0.048092 | 0.064779 | 0.046569
| 58818 | 0.0014961 | 0.0019726 | 0 | 0 | 0.00088655 | 0.0064184 | 0.025822 | 0.012436 | 0 | 0 | 0 | 0 | 0.0020393 | 0.00074 | 0 | 0 | 0.0013329 | 0.017485 | 0.024071 | 0.017166 | 0.00044486 | 0.0004528 | 0 | 0 | 0.0024937 | 0.0012533 | 0 | 0 | 0.0017653 | 0.006639 | 0.017944 | 0.0092432 | 0.0012277 | 0.0022734 | 0 | 0 | -0.0050379 | 0.00073987 | 0.0014245 | 0.0063412 | 0.0048627 | 0.0039837 | 0.01064 | 0.009148 | 0 | 0.0018174 | 0 | 0.00049346 | 0.049032 | 0.063732 | 0.04284 | 0.034413 | 0.048789 | 0.065132 | 0.045658
| 58821 | 0.0024202 | 0.0016123 | 0 | 0 | 0.003955 | 0.028099 | 0.023832 | 0.033083 | 0 | 0.00079192 | 0 | 0 | 0 | -0.00080641 | 0.0023844 | 0.0031414 | 0.0063425 | 0.035066 | 0.035424 | 0.0234 | 0.0056212 | 0.013744 | 0.001596 | 0.0014504 | 0.0024204 | -0.0001613 | 0 | 0.0062653 | 0.0063002 | 0.013716 | 0.024352 | 0.015852 | 0.0014513 | 0.012167 | 0.001595 | 0.0032268 | -0.001666 | 0.00080627 | 0.0071545 | 0.015858 | 0.01341 | 0.011296 | 0.02098 | 0.013717 | 0.00080571 | 0.009511 | 0.0031903 | 0.0080662 | 0.093793 | 0.12736 | 0.087185 | 0.10313 | 0.096868 | 0.13113 | 0.10792
| 58897 | 0 | 0 | 0 | 0 | 0 | 0 | 0 | 0 | 0 | 0 | 0 | 0 | 0 | 0 | 0 | 0 | 0 | 0 | 0 | 0 | 0 | 0 | 0 | 0 | 0 | 0 | 0 | 0 | 0 | 0 | 0 | 0 | 0 | 0 | 0 | 0 | 0 | 0 | 0 | 0 | 0 | 0 | 0 | 0 | 0 | 0 | 0 | 0 | 0 | 0 | 0 | 0 | 0 | 0 | 0
| 58947 | 0 | 0 | 0 | 0 | 0 | 0 | 0 | 0 | 0 | 0 | 0 | 0 | 0 | 0 | 0 | 0 | 0 | 0 | 0 | 0 | 0 | 0 | 0 | 0 | 0 | 0 | 0 | 0 | 0 | 0 | 0 | 0 | 0 | 0 | 0 | 0 | 0 | 0 | 0 | 0 | 0 | 0 | 0 | 0 | 0 | 0 | 0 | 0 | 0 | 0 | 0 | 0 | 0 | 0 | 0
| 59012 | 0 | 0 | 0 | 0 | 0 | 0 | 0 | 0 | 0 | 0 | 0 | 0 | 0 | 0 | 0 | 0 | 0 | 0 | 0 | 0 | 0 | 0 | 0 | 0 | 0 | 0 | 0 | 0 | 0 | 0 | 0 | 0 | 0 | 0 | 0 | 0 | 0 | 0 | 0 | 0 | 0 | 0 | 0 | 0 | 0 | 0 | 0 | 0 | 0 | 0 | 0 | 0 | 0 | 0 | 0
| 59026 | 0 | 0 | 0 | 0 | 0 | 0 | 0 | 0 | 2e-08 | 0 | 0 | 0 | 0 | 0 | 0 | 0 | 0 | 2e-08 | 0 | 0 | 0 | 0 | 0 | 0 | 0 | 0 | 0 | 0 | 0 | 0 | 0 | 0 | 0 | 0 | 0 | 0 | 0 | 0 | 0 | 0 | 0 | 2e-08 | 0 | 0 | 0 | 0 | 0 | 0 | 2e-08 | 2e-08 | 0 | 2e-08 | 2e-08 | 2e-08 | 0
| 59055 | 0 | 0 | 0 | 0 | 0 | 0 | 0 | 0 | 0 | 0 | 0 | 0 | 0 | 0 | 0 | 0 | 0 | 0 | 0 | 0 | 0 | 0 | 0 | 0 | 0 | 0 | 0 | 0 | 0 | 0 | 0 | 0 | 0 | 0 | 0 | 0 | 0 | 0 | 0 | 0 | 0 | 0 | 0 | 0 | 0 | 0 | 0 | 0 | 0 | 0 | 0 | 0 | 0 | 0 | 0
| 59056 | 0.0016495 | 0 | 0 | 0 | 0 | 0 | 0.0065947 | 0.0053621 | 0 | 0 | 0 | 0 | 0 | 0 | 0 | 0 | 0 | 0.004422 | 0.016589 | 0.013189 | 0 | 0 | 0 | 0 | 0.00027493 | 0 | 0 | 0 | 0 | 0.0024564 | 0.015849 | 0.015015 | 0.0013688 | 0 | 0 | 0 | 0 | 0 | 0 | 0 | 0 | 0.004095 | 0.018188 | 0.014262 | 0.002222 | 0 | 0 | 0 | 0.013606 | 0.0342 | 0.034964 | 0.038767 | 0.011957 | 0.034475 | 0.034689
| 59073 | 0.13856 | 0.15206 | 0.078884 | 0.068488 | 0.054112 | 0.028397 | 0.089526 | 0.071122 | 0.052849 | 0.030491 | 0.04641 | 0.1787 | 0.16151 | 0.187 | 0.077138 | 0.049186 | 0.033629 | 0.018553 | 0.064839 | 0.024587 | 0.024251 | 0.034785 | -0.005232 | 0.034006 | 0.10314 | 0.074439 | 0.04791 | 0.01454 | 0.024305 | 0.031773 | 0.028369 | 0.034348 | 0.00893 | 0.026723 | 0.015373 | 0.045239 | 0.094668 | 0.13831 | 0.035671 | 0.006513 | 0.028045 | 0.008327 | 0.018914 | 0.01518 | -0.024538 | 0.010276 | 0.004253 | 0.028379 | 0.9896 | 0.70426 | 0.45509 | 0.364 | 1.006 | 0.46012 | 0.49397
| 59116 | 0 | 0 | 0 | 0 | 0 | 1e-07 | 0 | 0 | 1e-07 | 0 | 0 | 0 | 0 | 0 | 0 | 0 | 0 | 1e-07 | 0 | 0 | 1e-07 | 0 | 0 | 0 | 0 | 0 | 0 | 0 | 0 | 1e-07 | 0 | 0 | 1e-07 | 0 | 0 | 0 | 0 | 0 | 0 | 0 | 0 | 1e-07 | 0 | 0 | 1e-07 | 0 | 0 | 0 | 2e-07 | 2e-07 | 2e-07 | 2e-07 | 2e-07 | 2e-07 | 2e-07
| 59220 | 0.72178 | 0.63455 | 0.53301 | 0.53691 | 1.6126 | 4.0172 | 2.1034 | 4.0914 | 4.3874 | 2.1147 | 0.9903 | 1.3193 | 0.54294 | 0.25445 | 1.0786 | 1.2623 | 3.411 | 4.7192 | 3.6759 | 5.2435 | 4.722 | 2.8332 | 1.9436 | 1.1884 | 0.023066 | -0.48081 | 1.0505 | 0.70291 | 1.7062 | 5.1827 | 3.7139 | 5.3493 | 4.9155 | 2.8536 | 2.1414 | 1.9443 | 0.71051 | 0.7853 | 2.5131 | 1.9305 | 2.8057 | 5.5262 | 5.3234 | 6.3862 | 5.6843 | 3.7043 | 3.3177 | 2.7463 | 23.0626 | 30.8752 | 29.1025 | 41.4336 | 25.5731 | 27.3276 | 34.8459
| 59783 | 0 | 0 | 0 | 0 | 0 | 2e-08 | 0 | 0 | 4e-08 | 0 | 0 | 0 | 0 | 0 | 0 | 0 | 2e-08 | 2e-08 | 0 | 0 | 2e-08 | 0 | 0 | 0 | 0 | 0 | 0 | 0 | 0 | 2e-08 | 0 | 0 | 2e-08 | 0 | 0 | 0 | 0 | 0 | 0 | 0 | 0 | 0 | 0 | 0 | 2e-08 | 0 | 0 | 0 | 6e-08 | 6e-08 | 4e-08 | 2e-08 | 8e-08 | 4e-08 | 4e-08
| 59906 | 0.68574 | 0.63912 | 0.31413 | 0.49632 | 0.58568 | 0.86359 | 0.73214 | 0.74815 | 1.1882 | 0.47435 | 0.47165 | 0.71497 | 0.49125 | 0.17589 | 0.18406 | 0.29667 | 0.62985 | 0.88457 | 0.6446 | 0.68643 | 1.2193 | 0.31038 | 0.28739 | 0.57979 | 0.58928 | 0.32606 | 0.11119 | 0.53698 | 0.49831 | 0.96774 | 0.52937 | 0.45332 | 1.2048 | 0.36873 | 0.18318 | 0.37163 | 0.33629 | 0.22845 | 0.15183 | 0.74932 | 0.47932 | 1.0135 | 0.43374 | 0.42933 | 1.0879 | 0.34054 | 0.22199 | 0.31073 | 7.914 | 6.3901 | 6.1406 | 5.783 | 6.9707 | 6.6742 | 6.024
| 60234 | 0 | 0 | 0 | 0 | 0 | 0 | 0.0021603 | 0.0021727 | 0 | 0 | 0 | 0 | 0 | 0 | 0 | 0 | 0 | 0 | 0.048608 | 0.021727 | 0 | 0 | 0 | 0 | 0.012254 | 0 | 0 | 0 | 0 | 0 | 0.058869 | 0.045084 | 0 | 0 | 0 | 0 | 0 | 0 | 0 | 0 | 0 | 0 | 0.079933 | 0.040195 | 0 | 0 | 0 | 0 | 0.0043331 | 0.070335 | 0.11621 | 0.12013 | 0.0043331 | 0.082589 | 0.10395
| 60235 | 0 | 0 | 0 | 0 | 0 | 0 | 0.0021603 | 0.0021727 | 0 | 0 | 0 | 0 | 0 | 0 | 0 | 0 | 0 | 0 | 0.049688 | 0.021727 | 0 | 0 | 0 | 0 | 0.012254 | 0 | 0 | 0 | 0 | 0 | 0.05941 | 0.045253 | 0 | 0 | 0 | 0 | 0 | 0 | 0 | 0 | 0 | 0 | 0.081013 | 0.040195 | 0 | 0 | 0 | 0 | 0.0043331 | 0.071415 | 0.11692 | 0.12121 | 0.0043331 | 0.08367 | 0.10466
| 60236 | 0 | 0 | 0 | 0 | 0 | 0 | 0.0021603 | 0.0021727 | 0 | 0 | 0 | 0 | 0 | 0 | 0 | 0 | 0 | 0 | 0.047528 | 0.021727 | 0 | 0 | 0 | 0 | 0.012254 | 0 | 0 | 0 | 0 | 0 | 0.058329 | 0.044288 | 0 | 0 | 0 | 0 | 0 | 0 | 0 | 0 | 0 | 0 | 0.078853 | 0.040195 | 0 | 0 | 0 | 0 | 0.0043331 | 0.069255 | 0.11487 | 0.11905 | 0.0043331 | 0.081509 | 0.10262
| 60302 | 0.34522 | 0.38947 | 0.25275 | 0.16823 | 0.14191 | 0.155 | 0.39405 | 0.29098 | 0.13861 | 0.22204 | 0.1278 | 0.71154 | 0.87413 | 0.5245 | 0.25434 | 0.20334 | 0.13767 | 0.11585 | 0.28941 | 0.1144 | 0.095062 | 0.21834 | 0.10612 | 0.24571 | 0.4183 | 0.28203 | 0.11148 | 0.11085 | 0.050582 | 0.06778 | 0.1007 | 0.11883 | 0.10498 | 0.10237 | 0.14336 | 0.15977 | 0.52261 | 0.5332 | 0.20647 | 0.084651 | 0.076193 | 0.0519 | 0.06497 | 0.02931 | -0.02458 | 0.15912 | 0.00966 | 0.08683 | 3.3376 | 3.1789 | 1.771 | 1.8003 | 4.034 | 2.1581 | 2.2209
| 60357 | 1.288 | 1.034 | 1.4473 | 0.67953 | 0.87699 | 0.95332 | 0.75916 | 0.68662 | 1.4525 | 1.6152 | 1.4859 | 2.0463 | 1.1343 | 0.57658 | 0.62902 | 0.45415 | 0.8596 | 1.0245 | 0.75247 | 1.1521 | 1.1852 | 1.1385 | 1.2621 | 2.3598 | 1.037 | 0.79661 | 0.84409 | 0.59054 | 1.0713 | 1.0475 | 0.60784 | 0.77263 | 0.94851 | 0.7463 | 0.90782 | 1.2764 | 0.69432 | 0.31463 | 0.9325 | 0.91168 | 1.1925 | 1.1948 | 0.64868 | 0.65703 | 1.0944 | 1.1603 | 1.6847 | 1.2399 | 14.3248 | 12.5284 | 10.6465 | 11.7254 | 12.6527 | 13.2143 | 10.3527
| 60368 | 0.94636 | 0.89727 | 1.29 | 0.86272 | 1.0373 | 0.86872 | 0.75619 | 0.79914 | 1.2235 | 1.4888 | 1.42 | 2.0248 | 1.144 | 0.77052 | 0.60046 | 0.54455 | 0.71242 | 1.0393 | 0.59201 | 0.93479 | 0.98682 | 1.3038 | 1.1791 | 1.8958 | 1.1107 | 1.1783 | 0.87772 | 0.98466 | 1.0094 | 0.88453 | 0.51881 | 0.68403 | 0.63571 | 0.71774 | 0.78102 | 1.5896 | 0.82668 | 0.52992 | 0.7326 | 0.83809 | 1.1244 | 0.90926 | 0.35666 | 0.77152 | 1.0162 | 1.2437 | 1.0753 | 1.4535 | 13.6147 | 11.7035 | 10.9722 | 10.8779 | 12.353 | 13.0924 | 9.8631
| 60388 | 0 | 0 | 0 | 0 | 0 | 0 | 0 | 0 | 0 | 0 | 0 | 0 | 0 | 0 | 0 | 0 | 0 | 0 | 0 | 0 | 0 | 0 | 0 | 0 | 0 | 0 | 0 | 0 | 0 | 0 | 0 | 0 | 0 | 0 | 0 | 0 | 0 | 0 | 0 | 0 | 0 | 0 | 0 | 0 | 0 | 0 | 0 | 0 | 0 | 0 | 0 | 0 | 0 | 0 | 0
| 60589 | 0.37238 | 0.224 | 0.2705 | 0.32617 | 0.43125 | 0.83423 | 0.17916 | 0.11172 | 0.58156 | 0.27429 | 0.18791 | 0.51559 | 0.28475 | 0.26678 | 0.26288 | 0.24864 | 0.43702 | 0.51683 | 0.22761 | 0.08931 | 0.43581 | 0.07476 | 0.25166 | 0.47977 | 0.30774 | 0.16962 | 0.08553 | 0.09257 | 0.24381 | 0.64336 | 0.12601 | 0.03233 | 0.60426 | 0.06749 | 0.04685 | 0.17458 | 0.1164 | 0.208 | 0.04667 | 0.01217 | 0.12763 | 0.30616 | 0.05377 | 0.02244 | 0.4076 | 0.03386 | 0.04328 | 0.10269 | 4.3088 | 3.5758 | 2.5941 | 1.4807 | 4.1845 | 2.975 | 2.2058
| 60933 | 0.0012687 | 0 | 0 | 0 | 0.0015859 | 0.0068724 | 0.007401 | 0.0087755 | 0 | 0.00021146 | 0.00010573 | 0 | 0 | 0 | 0 | 0.00031719 | 0.0020089 | 0.0078239 | 0.0079297 | 0.0075762 | 0.0011106 | 0.0042292 | 0.00021146 | 0.00031719 | 0.0013745 | 0 | 0 | 0.0017974 | 0.0034891 | 0.006238 | 0.011947 | 0.0086698 | 0.00095156 | 0.0028547 | 0.00021146 | 0.00095156 | 0.00031719 | 0.00021146 | 0.0012687 | 0.006238 | 0.0045464 | 0.0059208 | 0.01089 | 0.006238 | 0.00029586 | 0.0014802 | 0 | 0.0026432 | 0.026221 | 0.031524 | 0.038485 | 0.04005 | 0.025692 | 0.035859 | 0.044406
| 61035 | 0.54749 | 0.54582 | 0.51881 | 0.28663 | 0.43136 | 0.69211 | 0.35808 | 0.24439 | 0.84692 | 0.26724 | 0.45317 | 0.7956 | 0.99008 | 0.84866 | 0.20126 | 0.24404 | 0.46081 | 0.60763 | 0.30025 | 0.26681 | 0.73156 | 0.19599 | 0.25622 | 0.61608 | 0.46509 | 0.53834 | 0.093086 | 0.31281 | 0.33199 | 0.68375 | 0.30891 | 0.34311 | 0.8077 | 0.22886 | 0.2168 | 0.42846 | 0.42101 | 0.33848 | 0.090441 | 0.29976 | 0.28777 | 0.63384 | 0.27829 | 0.37946 | 0.73984 | 0.16328 | 0.087069 | 0.30931 | 5.9876 | 5.7194 | 4.7589 | 4.0286 | 6.4024 | 4.7158 | 4.4551
| 61263 | 0.0024202 | 0.0016123 | 0 | 0 | 0.003955 | 0.028242 | 0.023723 | 0.032922 | 0 | 0.00079192 | 0 | 0 | 0 | -0.00080641 | 0.0023844 | 0.0031414 | 0.0063425 | 0.035054 | 0.035459 | 0.023199 | 0.0056212 | 0.013708 | 0.001596 | 0.0014504 | 0.0024204 | -0.00048391 | 0 | 0.0062653 | 0.0063002 | 0.013716 | 0.024369 | 0.01517 | 0.0014513 | 0.012215 | 0.001595 | 0.0032268 | -0.0016137 | 0.00080627 | 0.0071545 | 0.01612 | 0.01341 | 0.011296 | 0.02098 | 0.013717 | 0.00080571 | 0.009511 | 0.0031903 | 0.0080662 | 0.093666 | 0.12715 | 0.086244 | 0.10344 | 0.096741 | 0.13059 | 0.10762
| 61282 | 0 | 0 | 0.011535 | 0.015227 | 0.0083055 | 0.011535 | 0.011535 | 0.011535 | 0.0087669 | 0.010613 | 0.0083055 | -0.017995 | 0 | 0 | 0.0073826 | 0.0092283 | 0.0092283 | 0.0069212 | 0.0055369 | 0.0027685 | 0.0059984 | 0.011732 | 0.0022343 | -0.031376 | 0 | 0 | 0 | 0.017995 | -0.03922 | -0.041066 | -0.026986 | -0.025378 | -0.0023071 | 0 | 0 | 0 | 0 | 0 | 0 | 0 | 0 | 0 | 0.0059984 | 0.0027685 | 0 | 0 | 0 | 0 | 0.079363 | 0.029655 | -0.11696 | 0.0087669 | 0.070135 | -0.01741 | -0.095736
| 61286 | -0.00016134 | 0.00016123 | 0 | 0 | 0.00094919 | 0.013879 | 0.027728 | 0.018034 | 0 | 0 | 0 | 0 | 0 | 0 | 0 | 0 | 0.0023785 | 0.031739 | 0.026263 | 0.02808 | 0.0027303 | 0.0039494 | 0 | 0 | 0.0035499 | 0 | 0 | 0.00062653 | 0.0050402 | 0.0080681 | 0.022271 | 0.012588 | 0.0017738 | 0.0020623 | 0 | 0 | -0.0051009 | 0.0024188 | 0.0049287 | 0.0081023 | 0.0067839 | 0.0025901 | 0.013889 | 0.0096388 | 0.00064457 | 0.0012681 | 0 | 0.00080662 | 0.06059 | 0.09514 | 0.055979 | 0.04597 | 0.062019 | 0.10198 | 0.063895
| 61737 | 0.0028602 | 0 | 0 | 0 | 0.0010786 | 0.0030809 | 0.014304 | 0.014304 | 0 | 0 | 0 | 0 | 0 | 0 | 0 | 0 | 0.0015136 | 0.0096829 | 0.029648 | 0.025829 | 0.00021901 | 0.00021542 | 0 | 0 | 0.00022003 | 0 | 0 | 0 | 0.0021478 | 0.0059411 | 0.028088 | 0.026921 | 0.0029695 | 0.00086529 | 0 | 0 | 0 | 0 | 0 | 0.0059835 | 0.0017211 | 0.0082658 | 0.034979 | 0.026188 | 0.005054 | 0.00064848 | 0 | 0 | 0.035628 | 0.067109 | 0.067153 | 0.082839 | 0.033203 | 0.067963 | 0.072489
| 61822 | 0 | 0 | 0 | 0 | 0 | 0 | 0 | 0 | 0 | 0 | 0 | 0 | 0 | 0 | 0 | 0 | 0 | 0 | 0 | 0 | 0 | 0 | 0 | 0 | 0 | 0 | 0 | 0 | 0 | 0 | 0 | 0 | 0 | 0 | 0 | 0 | 0 | 0 | 0 | 0 | 0 | 0 | 0 | 0 | 0 | 0 | 0 | 0 | 0 | 0 | 0 | 0 | 0 | 0 | 0
| 62741 | -8.0672e-05 | 0 | 0 | 0 | 0.0001582 | 0.00028242 | 0.0021027 | 0.0015735 | 0 | 0 | 0 | 0 | 0 | 0 | 0 | 0 | 0.00031713 | 0.00060518 | -0.0013314 | -0.00048414 | 0 | 3.9494e-05 | 0 | 0 | 0.00052441 | 0 | 0 | 0 | 0.00047252 | 0.00060511 | 0.00096829 | -0.00012104 | -8.0627e-05 | 0.00015864 | 0 | 0 | 0 | 0 | 3.9747e-05 | 0.0011753 | 0.00043385 | 4.0343e-05 | 0.00012104 | -0.00020173 | -0.00016114 | 0.00011889 | 0 | 0 | 0.0040361 | -0.00085374 | 0.0025273 | 0.0015663 | 0.0042757 | -0.00017394 | 0.0031793
| 50060 | 0 | 0 | 0 | 0 | 0 | 0 | 0 | 0 | 0 | 0 | 0 | 0 | 0 | 0 | 0 | 0 | 0 | 0 | 0 | 0 | 0 | 0 | 0 | 0 | 0 | 0 | 0 | 0 | 0 | 0 | 0 | 0 | 0 | 0 | 0 | 0 | 0 | 0 | 0 | 0 | 0 | 0 | 0 | 0 | 0 | 0 | 0 | 0 | 0 | 0 | 0 | 0 | 0 | 0 | 0
| 50397 | 0 | 0 | 0 | 0 | 0 | 0 | 0 | 0 | 0 | 0 | 0 | 0 | 0 | 0 | 0 | 0 | 0 | 0 | 0 | 0 | 0 | 0 | 0 | 0 | 0 | 0 | 0 | 0 | 0 | 0 | 0 | 0 | 0 | 0 | 0 | 0 | 0 | 0 | 0 | 0 | 0 | 0 | 0 | 0 | 0 | 0 | 0 | 0 | 0 | 0 | 0 | 0 | 0 | 0 | 0
| 54638 | 0 | 0 | 0 | 0 | 0 | 0 | 0 | 0 | 0 | 0 | 0 | 0 | 0 | 0 | 0 | 0 | 0 | 0 | 0 | 0 | 0 | 0 | 0 | 0 | 0 | 0 | 0 | 0 | 0 | 0 | 0 | 0 | 0 | 0 | 0 | 0 | 0 | 0 | 0 | 0 | 0 | 0 | 0 | 0 | 0 | 0 | 0 | 0 | 0 | 0 | 0 | 0 | 0 | 0 | 0
| 57407 | 0 | 0 | 0 | 0 | 0 | 0 | 0 | 0 | 0 | 0 | 0 | 0 | 0 | 0 | 0 | 0 | 0 | 0 | 0 | 0 | 0 | 0 | 0 | 0 | 0 | 0 | 0 | 0 | 0 | 0 | 0 | 0 | 0 | 0 | 0 | 0 | 0 | 0 | 0 | 0 | 0 | 0 | 0 | 0 | 0 | 0 | 0 | 0 | 0 | 0 | 0 | 0 | 0 | 0 | 0
| 58565 | 0 | 0 | 0 | 0 | 0 | 0 | 0 | 0 | 0 | 0 | 0 | 0 | 0 | 0 | 0 | 0 | 0 | 0 | 0 | 0 | 0 | 0 | 0 | 0 | 0 | 0 | 0 | 0 | 0 | 0 | 0 | 0 | 0 | 0 | 0 | 0 | 0 | 0 | 0 | 0 | 0 | 0 | 0 | 0 | 0 | 0 | 0 | 0 | 0 | 0 | 0 | 0 | 0 | 0 | 0
| Emissions by State: PJM and New York | [48 empty] | Calendar Total Emissions |  |  |  | Delivery Year Total Emissions
| short tons | [48 empty] | short tons |  |  |  | short tons
| State | [48 empty] | 2022 | 2023 | 2024 | 2025 | 2022/23 | 2023/24 | 2024/25 | time axis 2022-01-01 to 2025-12-01
| DC | 0 | 0 | 0 | -0.023109 | -0.0024982 | -0.0062456 | -0.054336 | -0.068701 | -0.021859 | -0.0049964 | -0.029354 | 0 | 0 | 0 | 0 | -0.088439 | -0.051214 | -0.064954 | -0.22484 | -0.23983 | -0.060354 | -0.17675 | -0.051214 | 0 | 0 | 0 | 0 | 0 | 0 | 0 | -0.0018737 | 0.0024982 | 0 | 0 | 0 | 0 | 0 | 0 | 0 | 0 | 0 | 0 | -0.0037473 | -0.0043719 | -0.00062456 | 0 | 0 | 0 | -0.2111 | -0.95759 | 0.00062455 | -0.0087438 | -0.32514 | -0.81794 | 0.00062455
| DE | 2.041 | 1.5471 | 1.1902 | 2.7904 | 3.259 | 3.5371 | 5.3986 | 5.4573 | 3.2436 | 2.9178 | 1.7682 | 1.5551 | 7.4267 | 6.4805 | 2.0026 | 3.7561 | 3.0939 | 4.0969 | 8.1174 | 7.5119 | 3.0075 | 4.3531 | 2.0478 | 3.1208 | 7.5564 | 7.7048 | 1.8964 | 4.1684 | 3.5365 | 3.7065 | 8.1049 | 7.77 | 3.9673 | 3.0368 | 2.4487 | 2.7738 | 5.9907 | 6.0047 | 3.7304 | 5.323 | 3.9787 | 4.4412 | 9.552 | 8.364 | 4.2025 | 4.1708 | 2.8145 | 2.881 | 34.7054 | 55.0153 | 56.6706 | 61.4535 | 46.6376 | 57.1181 | 56.8355
| IL | 7.0112 | 6.893 | 3.2395 | 3.5398 | 1.6933 | 1.847 | 7.9287 | 9.1464 | 3.6628 | 1.803 | 0.97791 | 1.3761 | 1.3289 | 2.9447 | 0.57746 | 1.2332 | 1.6803 | 3.919 | 7.9954 | 8.1331 | 2.6581 | 2.0851 | 1.1476 | 0.58462 | 39.513 | 33.3292 | 27.1008 | 21.9799 | 21.0874 | 34.9948 | 41.3583 | 42.4679 | 37.0453 | 33.4274 | 34.407 | 43.7545 | 53.5462 | 47.6053 | 38.8371 | 32.0927 | 30.0181 | 39.9615 | 47.3339 | 45.8527 | 40.9255 | 34.9545 | 40.101 | 52.3301 | 49.1186 | 34.2875 | 410.4656 | 503.5586 | 34.5064 | 169.5332 | 469.5547
| IN | 19.3708 | 18.5365 | 17.9725 | 8.0735 | 6.4219 | 1.2076 | -0.90207 | -3.3557 | 5.934 | 6.254 | 11.177 | 17.6707 | 19.1422 | 11.6785 | 6.4488 | 1.4238 | -1.6169 | -3.8735 | -3.1962 | -1.945 | 1.2929 | 3.1246 | 3.0276 | 9.3945 | 4.2539 | 7.9282 | 3.5629 | 3.7439 | 1.7427 | -0.3975 | 2.0456 | 1.7554 | 1.4097 | 0.63906 | -0.3023 | 0.20087 | 3.4263 | 3.9543 | -1.6191 | -2.2211 | -0.42196 | -0.54468 | 0.77628 | -0.82172 | -1.6276 | -1.8172 | -2.0467 | -1.9846 | 108.3607 | 44.9013 | 26.5825 | -4.9478 | 75.0619 | 29.0566 | 8.4693
| KY | 13.5853 | 12.1235 | 9.9275 | 10.8709 | 7.0943 | 6.6996 | 9.9463 | 7.9294 | 8.3415 | 5.9855 | 7.0991 | 10.0715 | 10.7859 | 8.2615 | 3.9999 | 5.3112 | 4.3204 | -2.6078 | -5.5683 | -6.7872 | -6.1918 | -7.0155 | -8.1435 | 3.0177 | 4.8621 | 5.3585 | 2.0204 | 0.547 | 0.46336 | -1.237 | -0.86334 | -1.151 | -1.2548 | -1.0111 | 1.0203 | 2.9669 | 3.8047 | 4.5861 | -0.24145 | -0.7661 | -0.26405 | -0.97377 | -0.5173 | -1.309 | -1.1045 | -0.5317 | -0.19953 | 0.63975 | 109.6744 | -0.61747 | 11.7214 | 3.1232 | 88.7518 | -20.045 | 5.5892
| MD | 1.4978 | 1.2068 | 1.2006 | 1.1253 | 2.1376 | 4.6401 | 10.1309 | 8.801 | 4.6997 | 2.4738 | 1.4507 | 2.7879 | 3.4643 | 2.0122 | 1.6817 | 1.7653 | 3.7729 | 6.0358 | 14.0947 | 9.8761 | 4.7241 | 3.2678 | 2.2181 | 2.0911 | 1.1481 | 0.23471 | 1.2899 | 1.0091 | 1.5769 | 5.0426 | 9.6038 | 8.4806 | 4.5928 | 2.1991 | 1.9187 | 2.2868 | 2.9836 | 2.2021 | 2.6238 | 1.9695 | 2.848 | 5.4595 | 12.6527 | 9.364 | 5.3494 | 3.6132 | 2.9225 | 2.8666 | 42.152 | 55.004 | 39.383 | 54.8549 | 47.6804 | 47.5662 | 46.7514
| MI | -1.2648 | -1.3113 | 1.009 | 1.6467 | 0.062375 | 1.05 | 6.2421 | 4.7215 | 0.53501 | 0.17321 | -2.798 | -0.45187 | -2.4877 | -3.547 | -1.0182 | 0.57284 | 1.1173 | 2.3554 | 3.0785 | 2.5263 | -0.308 | -1.0306 | -4.6915 | -4.4633 | 2.0325 | 1.9868 | 0.74633 | 0.9838 | -2.4582 | -2.2327 | -5.6242 | -6.5003 | 0.2046 | 0.42329 | 0.96045 | 2.4769 | 3.5682 | 4.3137 | 0.64151 | 0.13606 | 0.43235 | -6.2203 | -9.5982 | -0.41096 | 0.040952 | 0.50169 | 0.543 | 2.732 | 9.614 | -7.8959 | -7.0008 | -3.32 | 4.1092 | 0.758 | -1.2001
| NC | -9.7478 | -11.4838 | -20.8578 | -29.0241 | -31.4002 | -29.7666 | -43.6863 | -43.6073 | -28.2399 | -35.2685 | -30.2717 | -18.3665 | -15.3423 | -12.5323 | -20.8617 | -21.4748 | -21.4882 | -19.241 | -21.349 | -18.2566 | -15.5342 | -19.818 | -25.6902 | -18.931 | 3.1051 | 2.3526 | 1.326 | 1.1632 | 0.25342 | 0.75903 | 0.29986 | 1.1428 | -0.058709 | 0.56043 | 0.06531 | 3.2369 | 2.9137 | 2.3285 | -1.0797 | -1.634 | -1.7213 | -1.4358 | -1.5545 | -2.2157 | -2.043 | -1.8248 | -2.4243 | 0.84004 | -331.7204 | -230.5194 | 14.206 | -9.8509 | -320.9062 | -130.6197 | 6.8129
| NJ | 11.0478 | 8.4127 | 7.0649 | 6.7168 | 12.178 | 14.5685 | 19.8319 | 20.4905 | 15.8419 | 14.1194 | 10.6959 | 10.6303 | 11.5921 | 9.19 | 10.2138 | 12.5962 | 14.522 | 16.996 | 26.931 | 23.9863 | 17.4222 | 16.4778 | 13.5458 | 12.8707 | 13.1565 | 11.8998 | 12.1331 | 10.4938 | 14.0075 | 16.3985 | 24.8367 | 24.1217 | 15.8283 | 13.5468 | 12.767 | 12.9602 | 13.092 | 11.2719 | 17.9431 | 14.1627 | 16.0583 | 18.9355 | 29.1819 | 26.6645 | 20.3991 | 19.3901 | 16.5572 | 15.2818 | 151.5986 | 186.3438 | 182.1498 | 218.938 | 164.2923 | 189.9204 | 192.987
| NY | 0.88999 | 0.80203 | 1.1876 | 3.5502 | 2.5393 | 15.4508 | 15.6996 | 18.6726 | 6.2222 | 8.2211 | 5.7681 | -0.22748 | 0.41966 | 0.22845 | 5.4988 | 6.0915 | 3.3868 | 14.4011 | 13.0963 | 11.087 | 4.4937 | 8.7348 | 8.1384 | 2.2278 | 2.1516 | 1.2052 | 3.5112 | 1.7063 | 1.1294 | 10.8628 | 16.5402 | 14.0138 | 6.4126 | 10.5273 | 5.5439 | 4.7793 | 3.9794 | 3.2282 | 4.118 | 4.6957 | 2.4044 | 9.7429 | 13.6929 | 9.2651 | 3.6784 | 5.2419 | 3.7399 | 8.5921 | 78.776 | 77.8043 | 78.3834 | 72.3789 | 85.432 | 71.8828 | 87.1055
| OH | 16.6949 | 17.5432 | 17.5546 | 11.2523 | 4.9738 | 15.092 | 17.1566 | 14.2994 | 9.6686 | 3.7622 | 7.6118 | 10.9791 | 10.589 | 8.1159 | 3.1533 | 3.8136 | 3.346 | 13.9192 | 10.9046 | 11.3473 | 4.415 | 2.7368 | -0.73274 | 3.9796 | 7.7171 | 5.9309 | 3.3373 | 1.8092 | 1.9729 | -0.47107 | 1.3403 | -0.70673 | -2.07 | -1.4252 | 1.989 | 4.6361 | 8.2789 | 7.7985 | 2.9249 | 0.84067 | 0.035684 | -2.8654 | 0.32006 | -1.8211 | -2.9207 | -0.3462 | 0.73903 | 2.4732 | 146.5886 | 75.5875 | 24.0599 | 15.4573 | 107.5875 | 67.3371 | 23.171
| PA | 38.6689 | 32.3313 | 26.1068 | 19.8837 | 22.1878 | 32.2451 | 37.9215 | 32.5466 | 30.7403 | 22.6844 | 25.5931 | 38.3416 | 40.8519 | 35.9403 | 25.3258 | 17.8355 | 24.014 | 36.6234 | 40.2495 | 40.5073 | 32.7504 | 24.1384 | 25.6347 | 39.8152 | 23.5289 | 19.6953 | 20.1267 | 18.0475 | 20.7182 | 27.1907 | 32.1909 | 31.5765 | 27.3299 | 18.5354 | 21.7476 | 32.552 | 30.0188 | 27.3104 | 23.1873 | 23.0445 | 23.9484 | 30.4103 | 42.1064 | 37.2532 | 28.2787 | 22.7303 | 25.8611 | 33.4631 | 359.2512 | 383.6863 | 293.2396 | 347.6127 | 364.0402 | 341.8353 | 318.6325
| TN | -2.529 | -2.7145 | -3.8428 | -6.3753 | -6.9506 | -9.7653 | -8.6367 | -8.2199 | -10.1428 | -11.3102 | -10.3538 | -1.5292 | 2.5414 | 3.0042 | 1.5036 | 0.96846 | 1.5708 | 2.9476 | 3.7697 | 4.8139 | 2.1936 | 2.9432 | 2.446 | 3.5473 | 1.2695 | 1.9566 | 0.40302 | 0.23451 | 0.28209 | -0.69884 | -0.31994 | -0.42355 | 0.0049609 | 0.57629 | 1.0724 | 1.15 | 0.9269 | 0.63236 | 0.39285 | -0.45883 | 0.10342 | -0.55507 | -0.31086 | -0.53935 | -0.054203 | 0.58605 | 0.28769 | -0.014942 | -82.3702 | 32.2499 | 5.507 | 0.99602 | -50.3694 | 26.807 | 2.9581
| VA | 3.049 | 3.3721 | 3.6773 | 3.3751 | 2.6407 | 4.0033 | 11.1482 | -1.5338 | -0.091487 | 1.6688 | 3.0925 | 5.94 | 7.2006 | 7.0677 | 4.6176 | 3.0633 | 1.696 | -3.0153 | 5.0951 | -4.9616 | 1.8207 | 3.4248 | 4.4968 | 6.499 | -22.1694 | -21.4055 | -21.4641 | -17.7194 | -21.0122 | -30.9243 | -34.2492 | -36.5155 | -29.2441 | -23.9011 | -23.702 | -24.9913 | 4.6698 | 3.4341 | -0.59556 | -1.3804 | -1.6113 | -3.8069 | -0.28435 | -2.2098 | -3.2753 | -1.4469 | -1.5943 | 0.77039 | 40.3417 | 37.0045 | -307.2979 | -7.3305 | 47.8725 | -90.4111 | -199.0108
| WV | 13.8723 | 17.9697 | 9.1071 | 9.9623 | 0.70647 | 1.5173 | 5.4347 | 3.6987 | -1.5579 | -1.4992 | 7.033 | 10.511 | 16.4634 | 11.8241 | 4.0647 | 3.825 | -0.53647 | 0.98256 | 2.7367 | 1.8324 | -0.46651 | 2.4366 | 1.2178 | 9.2819 | 10.4804 | 7.6734 | 3.1026 | 2.1533 | 0.10558 | -2.5792 | -1.417 | -1.6658 | -3.7858 | -1.247 | 2.8246 | 6.1367 | 9.8371 | 6.3123 | 2.5409 | -1.1224 | -1.2951 | -3.0982 | -1.7781 | -2.5527 | -2.7349 | -1.6691 | -0.3832 | 2.0256 | 76.7554 | 53.6622 | 21.7818 | 6.0823 | 60.7784 | 41.5368 | 14.5394
Calendar Total Emissions

## Monthly Emissions - PM2.5
Monthly Emissions of PM2.5
| Emissions by Plant: MAAC Region | [48 empty] | Calendar Total Emissions |  |  |  | Delivery Year Total Emissions
| short tons | [48 empty] | short tons |  |  |  | short tons
| ORIS Code | [48 empty] | 2022 | 2023 | 2024 | 2025 | 2022/23 | 2023/24 | 2024/25 | time axis 2022-01-01 to 2025-12-01
| 591 | 0 | 0 | 0 | 0 | 0 | 0 | 0 | 0 | 0 | 0 | 0 | 0 | 0 | 0 | 0 | 0 | 0 | 0 | 0.38414 | 0.21986 | 0 | 0 | 0 | 0 | 0.29788 | 0 | 0 | 0 | 0 | 0 | 0.4685 | 0.31453 | 0 | 0 | 0 | 0 | 0 | 0 | 0 | 0 | 0 | 0 | 0.79195 | 0.38989 | 0 | 0 | 0 | 0 | 0 | 0.604 | 1.0809 | 1.1818 | 0 | 0.90188 | 0.78303
| 592 | 0 | 0 | 0 | 0 | 0 | 0 | 0 | 0 | 0 | 0 | 0 | 0 | 0 | 0 | 0 | 0 | 0 | 0 | 0.046794 | 0.028182 | 0 | 0 | 0 | 0 | 0.027 | 0 | 0 | 0 | 0 | 0 | 0.062232 | 0.040708 | 0 | 0 | 0 | 0 | 0 | 0 | 0 | 0 | 0 | 0 | 0.11855 | 0.054323 | 0 | 0 | 0 | 0 | 0 | 0.074976 | 0.12994 | 0.17287 | 0 | 0.10198 | 0.10294
| 593 | 0 | 0 | 0 | 0 | 0 | 1e-07 | 0 | 1.1e-06 | 0 | 0 | 0 | 0 | 1e-07 | 0 | 0 | 0 | 0 | 1e-07 | 1e-06 | 1.1e-06 | 0 | 1e-07 | 0 | 0 | 2e-07 | 1e-07 | 0 | 1e-07 | 0 | 0 | 1e-06 | 1.2e-06 | 0 | 0 | 0 | 0 | 0 | 0 | 0 | 1e-07 | 0 | 0 | 1e-06 | 1e-06 | 0 | 0 | 0 | 0 | 1.2e-06 | 2.4e-06 | 2.6e-06 | 2.1e-06 | 1.3e-06 | 2.7e-06 | 2.3e-06
| 594 | 0.35874 | 0.048843 | 0 | 0 | 0 | 0 | 0.7991 | 0.35114 | 0 | 0 | 0 | 0 | 0.7347 | 0.57343 | 0 | 0 | 0 | 0.10102 | 1.3473 | 0.86346 | 0 | 0 | 0 | 0.031422 | 0.69602 | 0.77219 | 0 | 0 | 0 | 0.048048 | 1.1425 | 0.98 | 0.056293 | 0 | 0 | 0.009262 | 0.65155 | 0.50793 | 0.025256 | 0 | 0 | 0.15892 | 1.492 | 1.0915 | 0.090672 | 0.016303 | 0 | 0.083358 | 1.5578 | 3.6513 | 3.7043 | 4.1175 | 2.4584 | 3.8114 | 3.4208
| 597 | 0 | 0 | 0 | 0 | 0 | 0 | 0 | 0 | 0 | 0 | 0 | 0 | 0 | 0 | 0 | 0 | 0 | 0 | 0.052968 | 0.034932 | 0 | 0 | 0 | 0 | 0.079496 | 0 | 0 | 0 | 0 | 0 | 0.069602 | 0.046576 | 0 | 0 | 0 | 0 | 0 | 0 | 0 | 0 | 0 | 0 | 0.12859 | 0.05822 | 0 | 0 | 0 | 0 | 0 | 0.0879 | 0.19567 | 0.18681 | 0 | 0.1674 | 0.11618
| 602 | -0.24936 | 0 | 0 | 0 | 0 | 0 | 1.4658 | 1.0226 | 0 | 0 | 0 | 0 | 0.39727 | 0.0634 | 0 | 0 | 0 | 0.07868 | 2.1179 | 1.345 | 0 | 0 | 0 | 0 | 0 | 0 | 0 | 0 | 0 | 0 | 0.97053 | 0.2664 | -0.02509 | 0 | 0 | 0 | 1.2039 | 0.2528 | -0.06831 | 0 | 0 | -0.07859 | 0.63399 | -0.25585 | -0.04913 | -0.1017 | -0.12836 | -0.00024 | 2.2391 | 4.0023 | 1.2118 | 1.4085 | 2.9491 | 3.5416 | 2.6002
| 1552 | 0 | 0 | 0 | 0 | 0 | 0 | 0 | 0 | 0 | 0 | 0 | 0 | 0 | 0 | 0 | 0 | 0 | 0 | 0 | 0 | 0 | 0 | 0 | 0 | 0 | 0 | 0 | 0 | 0 | 0 | 0 | 0 | 0 | 0 | 0 | 0 | 0 | 0 | 0 | 0 | 0 | 0 | 0.038581 | 0.014555 | 0 | 0 | 0 | 0 | 0 | 0 | 0 | 0.053137 | 0 | 0 | 0
| 1554 | -0.88547 | -0.70229 | 0 | 0.029487 | 0.0035995 | -0.048585 | 0.68101 | 0.32426 | -0.003948 | -0.021858 | 0.011766 | 0 | -0.60964 | -0.32255 | 0.0037777 | 0.036703 | 0.012301 | 0.027318 | 0.73374 | 0.45757 | 0.015129 | 0.021287 | 0.021857 | 0.0042897 | -0.37891 | 0 | 0 | 0.016174 | -0.012385 | -0.044871 | -0.0041397 | -0.0091823 | -0.038336 | -0.059267 | -0.0078042 | 0.011579 | 0 | 0 | -0.052355 | -0.032828 | -0.044842 | -0.037025 | 0.024847 | -0.0027937 | -0.012214 | -0.025498 | -0.019533 | 0.01819 | -0.61202 | 0.40178 | -0.52714 | -0.18405 | 0.063242 | 0.90606 | -0.28205
| 1556 | 0 | 0 | 0 | 0 | 0.014634 | 0.13483 | 0.36403 | 0.41969 | 0.016128 | 0 | 0 | 0 | 0 | 0 | 0 | 0 | 0.022206 | 0.14937 | 0.69497 | 0.52167 | 0.0040463 | 0.029433 | 0 | 0 | -0.046767 | 0 | 0 | 0 | 0.0035777 | 0.051084 | 0.64701 | 0.35421 | 0.059677 | -0.003757 | 0 | 0 | 0.0085239 | 0 | -2.351e-05 | -0.0048124 | 0.0072159 | 0.11169 | 1.1496 | 0.53182 | 0.01682 | -0.025562 | -0.0039352 | 0.0042287 | 0.9493 | 1.4217 | 1.065 | 1.7956 | 0.95687 | 1.3563 | 1.1191
| 1557 | 0 | 0 | 0 | 0 | 0 | 0 | 0 | 0 | 0 | 0 | 0 | 0 | 0 | 0 | 0 | 0 | 0 | 0 | 0 | 0 | 0 | 0 | 0 | 0 | 0 | 0 | 0 | 0 | 0 | 0 | 0 | 0 | 0 | 0 | 0 | 0 | 0 | 0 | 0 | 0 | 0 | 0 | 0.023952 | 0.0096386 | 0 | 0 | 0 | 0 | 0 | 0 | 0 | 0.03359 | 0 | 0 | 0
| 1563 | 0 | 0 | 0 | 0 | 0 | 0 | 0 | 0 | 0 | 0 | 0 | 0 | 0 | 0 | 0 | 0 | 0 | 0 | 0.10946 | 0.081928 | 0 | 0 | 0 | 0 | 0.05054 | 0 | 0 | 0 | 0 | 0 | 0.14256 | 0.09601 | 0 | 0 | 0 | 0 | 0 | 0 | 0 | 0 | 0 | 0 | 0.24948 | 0.12929 | 0 | 0 | 0 | 0 | 0 | 0.19139 | 0.28911 | 0.37877 | 0 | 0.24193 | 0.23857
| 1564 | 0 | 0 | 0 | 0 | 0 | 0 | 0 | 0 | 0 | 0 | 0 | 0 | 0 | 0 | 0 | 0 | 0 | 0 | 0.10268 | 0.068712 | 0 | 0 | 0 | 0 | 0.051842 | 0 | 0 | 0 | 0 | 0 | 0.1506 | 0.096197 | 0 | 0 | 0 | 0 | 0 | 0 | 0 | 0 | 0 | 0 | 0.26697 | 0.13055 | 0 | 0 | 0 | 0 | 0 | 0.17139 | 0.29864 | 0.39753 | 0 | 0.22324 | 0.2468
| 1571 | 0.08363 | 0.010882 | 0 | 0 | 0 | 0.041431 | 1.073 | 0.56699 | 0 | 0 | 0 | 0 | 0.33407 | 0.081155 | 0 | 0 | 0 | 0.13158 | 0.67957 | -0.018117 | -0.007997 | 0 | 0 | 0 | 0 | 0 | 0 | 0 | 0 | 0 | 0 | 0 | 0 | 0 | 0 | 0 | 0 | 0 | 0 | 0 | 0 | 0 | -0.041438 | -0.092853 | 0 | 0 | 0 | 0 | 1.776 | 1.2003 | 0 | -0.13429 | 2.0967 | 0.78503 | 0
| 1572 | 0 | 0 | 0 | 0 | 0.0051295 | 0.033954 | 0.25637 | 0.13673 | -0.011127 | 0 | 0 | 0 | 0 | 0 | 0 | 0 | 0.0053267 | 0.069617 | 0.16613 | -0.026071 | -0.034606 | -0.0096462 | 0 | 0 | -0.034756 | 0 | 0 | 0 | -0.030497 | -0.068895 | -0.09307 | -0.14717 | -0.052787 | -0.021071 | 0 | 0 | 0 | 0 | -0.0054472 | -0.098504 | -0.066119 | -0.13102 | -0.15091 | -0.23058 | -0.079772 | -0.085034 | -0.022509 | 0 | 0.42105 | 0.17075 | -0.44824 | -0.8699 | 0.42125 | 0.10017 | -0.55306
| 1573 | 0.83755 | 0.3715 | 0 | 0 | 0.028098 | 0.26461 | 1.0912 | 0.36357 | -0.02256 | 0 | 0 | 0 | 1.0993 | 0.68742 | -0.019834 | 0 | -0.003896 | 0.23016 | 0.73366 | -0.169 | -0.1864 | -0.037466 | 0 | 0.36807 | 0.41359 | 0.11491 | 0 | 0 | -0.19575 | -0.31343 | -0.35775 | -0.59724 | -0.34517 | -0.77421 | -0.37546 | -0.10657 | 0 | 0 | 0 | 0 | 0 | 0 | 0 | 0 | 0 | 0 | 0 | 0 | 2.9339 | 2.7021 | -2.5371 | 0 | 3.4598 | 1.2718 | -2.8698
| 1580 | 0 | 0 | 0 | 0 | 0 | 0 | 0.0043038 | 0.008657 | 0 | 0 | 0 | 0 | 0 | 0 | 0 | 0 | 0 | 0 | 0.28965 | 0.14352 | 0 | 0 | 0 | 0 | 0.14748 | 0 | 0 | 0 | 0 | 0 | 0.35418 | 0.24828 | 0 | 0 | 0 | 0 | 0 | 0 | 0 | 0 | 0 | 0 | 0.49934 | 0.23962 | 0 | 0 | 0 | 0 | 0.012961 | 0.43318 | 0.74994 | 0.73897 | 0.012961 | 0.58066 | 0.60246
| 2379 | 0.014421 | 0 | 0 | 0 | 0 | 0 | 0.22976 | 0.098606 | 0 | 0 | 0 | 0 | 0 | 0 | 0 | 0 | 0 | 0 | 0.68614 | 0.3176 | 0 | 0 | 0 | 0 | 0.050485 | 0 | 0 | 0 | 0 | 0 | 0.60968 | 0.49422 | 0 | 0 | 0 | 0 | 0 | 0 | 0 | 0 | 0 | 0 | 0.72573 | 0.51523 | 0 | 0 | 0 | 0 | 0.34279 | 1.0037 | 1.1544 | 1.241 | 0.32837 | 1.0542 | 1.1039
| 2390 | 0.19558 | 0 | 0 | 0 | 0 | 0 | 1.4067 | 0.596 | 0 | 0 | 0 | 0 | 0 | 0 | 0 | 0 | 0 | 0 | 2.7384 | 1.0229 | 0 | 0 | 0 | 0 | 0.3103 | 0 | 0 | 0 | 0 | 0 | 2.8892 | 2.234 | 0 | 0 | 0 | 0 | 0 | 0 | 0 | 0 | 0 | 0 | 3.604 | 2.1435 | 0 | 0 | 0 | 0 | 2.1983 | 3.7613 | 5.4335 | 5.7475 | 2.0027 | 4.0716 | 5.1232
| 2393 | 3.2519 | 2.9922 | 0.021338 | 0 | 0 | 0 | 0.43312 | 0.23425 | 0 | 0 | 0 | 0.37695 | 2.7525 | 1.8885 | 0.02152 | 0 | 0.004173 | 0 | -0.002947 | 0 | 0 | 0 | 0 | 0.22196 | 2.2994 | 2.1296 | 0.32524 | 0 | 0 | 0 | -0.073694 | -0.017821 | 0 | 0 | 0.64402 | 1.3156 | 1.7372 | 1.6673 | 1.2288 | 0.021931 | 0 | 0 | -0.047424 | -0.062095 | 0.68818 | 0.39795 | 1.6632 | 1.8271 | 7.3098 | 4.8857 | 6.6223 | 9.1221 | 5.711 | 4.9732 | 6.5233
| 2398 | 0.076387 | 0.10017 | 1.3894 | 0.65761 | 2.3516 | 2.1742 | 1.8677 | 2.1218 | 2.3357 | 2.903 | 2.1287 | 1.1855 | 1.1805 | 0.94057 | 1.9076 | 2.0278 | 2.5722 | 2.1963 | 1.9005 | 2.0657 | 2.3553 | 3.1741 | 2.5181 | 1.8479 | 0.92582 | 0.98144 | 2.141 | 1.1695 | 2.2007 | 2.3772 | 1.7994 | 1.9552 | 2.3501 | 3.2168 | 1.9508 | 2.0929 | 1.4173 | 1.1529 | 3.6745 | 1.4858 | 2.5359 | 2.4282 | 1.9146 | 2.0791 | 2.6667 | 3.7792 | 2.0942 | 2.3137 | 19.2918 | 24.6866 | 23.1608 | 27.5422 | 23.3453 | 23.4764 | 26.0088
| 2399 | 0.10355 | 0 | 0 | 0 | 0.047796 | 0.22672 | 0.67712 | 0.48704 | 0 | 0 | 0 | 0 | 0 | 0 | 0 | 0 | 0.050604 | 0.35252 | 1.139 | 0.74714 | 0 | 0.029638 | 0 | 0 | 0.13427 | 0 | 0 | 0.0021532 | 0.059994 | 0.21248 | 1.2521 | 0.96273 | 0.074049 | 0.028048 | 0 | 0 | 0.015231 | 0 | 0.0023674 | 0.18383 | 0.044769 | 0.27043 | 1.2265 | 0.90793 | 0.10414 | 0.020957 | 0 | 0.0025683 | 1.5422 | 2.3189 | 2.7258 | 2.7787 | 1.4415 | 2.4647 | 2.7756
| 2401 | 0.023194 | 0 | 0 | 0 | 0.0049818 | 0 | 0.16975 | 0.11046 | 0 | 0 | 0 | 0 | 0 | 0 | 0 | 0 | 0.015119 | 0 | 0.13751 | 0.09 | 0 | 0 | 0 | 0 | 0.03507 | 0 | 0 | 0 | 0.030289 | 0 | 0.068921 | 0.10809 | 0 | 0 | 0 | 0 | 0 | 0 | 0 | 0.0072483 | 0.020478 | 0 | 0.11761 | 0.10716 | 0 | 0.0001032 | 0 | 0 | 0.30838 | 0.24263 | 0.24237 | 0.2526 | 0.29533 | 0.29287 | 0.20474
| 2404 | 0.15373 | 0 | 0 | 0 | 0.12071 | 0.22119 | 0.92833 | 0.79992 | 0 | 0 | 0 | 0 | 0 | 0 | 0 | 0 | 0.18125 | 0.32473 | 0.55928 | 0.2713 | 0 | 0.11073 | 0 | 0 | 0.21018 | 0 | 0 | 0.034397 | 0.33789 | 0.17495 | 0.76421 | 0.37618 | -0.0028905 | 0.026053 | 0 | 0 | 0 | 0 | 0.013894 | 0.35358 | 0.33703 | 0.12306 | 0.90121 | 0.67374 | 0 | 0.045697 | 0 | 0 | 2.2239 | 1.4473 | 1.921 | 2.4482 | 2.1307 | 1.8485 | 2.043
| 2406 | 1.2331 | 0.69533 | 0.94969 | 0.6668 | 0.91832 | 1.3386 | 1.7608 | 2.1848 | 1.9391 | 0.70707 | 0.77563 | 1.8184 | 1.1378 | 1.06 | 1.2002 | 0.86547 | 1.679 | 1.7669 | 2.7845 | 2.7855 | 2.2085 | 1.0466 | 1.728 | 1.3959 | 1.4384 | 1.6727 | 1.6499 | 0.61639 | 1.0864 | 1.6299 | 1.9774 | 2.366 | 1.9004 | 0.83232 | 1.9745 | 1.5613 | 1.2153 | 0.98166 | 1.8917 | 1.1721 | 1.4745 | 2.1427 | 2.7821 | 3.0217 | 2.2942 | 1.3036 | 2.7113 | 1.9062 | 14.9876 | 19.6583 | 18.7055 | 22.8972 | 16.4668 | 20.1796 | 18.9771
| 2410 | 0 | 0 | 0 | 0 | 0 | 0 | 0 | 0 | 0 | 0 | 0 | 0 | 0 | 0 | 0 | 0 | 0 | 0 | 0.13038 | 0.074642 | 0 | 0 | 0 | 0 | 0 | 0 | 0 | 0 | 0 | 0 | 0.13038 | 0.14928 | 0 | 0 | 0 | 0 | 0 | 0 | 0 | 0 | 0 | 0 | 0.33526 | 0.15085 | 0 | 0 | 0 | 0 | 0 | 0.20502 | 0.27966 | 0.4861 | 0 | 0.20502 | 0.27966
| 2411 | 0.80217 | 0.86777 | 0.32846 | 0.28541 | 0.38535 | 0.49069 | 0.37066 | 0.74126 | 0.76206 | 0.59826 | 0.58201 | 0.83735 | 0.83976 | 0.78976 | 0.49353 | 0.2653 | 0.31954 | 0.71945 | 0.60488 | 0.92542 | 0.81876 | 0.47161 | 0.579 | 1.1898 | 0.53423 | 0.56874 | 0.45098 | 0.2751 | 0.50394 | 0.55158 | 0.43699 | 0.53436 | 0.6469 | 0.29098 | 0.55292 | 0.6942 | 0.38406 | 0.50319 | 0.32923 | 0.19903 | 0.45825 | 0.71923 | 0.49232 | 0.60526 | 0.96248 | 0.43855 | 0.44945 | 0.87407 | 7.0515 | 8.0168 | 6.0409 | 6.4151 | 7.0902 | 7.6419 | 5.5817
| 2434 | 0.013748 | 0 | 0 | 0 | 0.0084218 | 0.0073362 | 0.094658 | 0.055895 | 0 | 0 | 0 | 0 | 0 | 0 | 0 | 0 | 0.0093717 | 0.032912 | 0.13587 | 0.086461 | 0 | 0.013853 | 0 | 0 | 0.017975 | 0 | 0 | 0.0016297 | 0.013178 | 0.017341 | 0.13184 | 0.10298 | 0.0076314 | 0.0034596 | 0 | 0 | 0.0019658 | 0.00097327 | 0.001792 | 0.033495 | 0.0091361 | 0.024754 | 0.14072 | 0.10258 | 0.010106 | 0.002585 | 0 | 0 | 0.18006 | 0.27847 | 0.29603 | 0.32811 | 0.16726 | 0.30188 | 0.31061
| 3109 | 0 | 0 | 0 | 0 | 0 | 0 | 0 | 0 | 0 | 0 | 0 | 0 | 0 | 0 | 0 | 0 | 0 | 0 | 0.0018441 | 0.0055531 | 0 | 0 | 0 | 0 | 0 | 0 | 0 | 0 | 0 | 0 | 0.0036882 | 0 | 0 | 0 | 0 | 0 | 0 | 0 | 0 | 0 | 0 | 0 | 0.027714 | 0.012957 | 0 | 0 | 0 | 0 | 0 | 0.0073972 | 0.0036882 | 0.040672 | 0 | 0.0073972 | 0.0036882
| 3110 | 0 | 0 | 0 | 0 | 0 | 0 | 0 | 0 | 0 | 0 | 0 | 0 | 0 | 0 | 0 | 0 | 0 | 0 | 0 | 0.030012 | 0 | 0 | 0 | 0 | 0 | 0 | 0 | 0 | 0 | 0 | 0 | 0 | 0 | 0 | 0 | 0 | 0 | 0 | 0 | 0 | 0 | 0 | 0.26909 | 0.090036 | 0 | 0 | 0 | 0 | 0 | 0.030012 | 0 | 0.35913 | 0 | 0.030012 | 0
| 3111 | 0 | 0 | 0 | 0 | 0 | 0 | 0 | 0 | 0 | 0 | 0 | 0 | 0 | 0 | 0 | 0 | 0 | 0 | 0.0033899 | 0.010208 | 0 | 0 | 0 | 0 | 0 | 0 | 0 | 0 | 0 | 0 | 0.0073158 | 0 | 0 | 0 | 0 | 0 | 0 | 0 | 0 | 0 | 0 | 0 | 0.054238 | 0.026276 | 0 | 0 | 0 | 0 | 0 | 0.013598 | 0.0073158 | 0.080514 | 0 | 0.013598 | 0.0073158
| 3112 | 0 | 0 | 0 | 0 | 0 | 0 | 0 | 0 | 0 | 0 | 0 | 0 | 0 | 0 | 0 | 0 | 0 | 0 | 0.0017958 | 0.0054078 | 0 | 0 | 0 | 0 | 0 | 0 | 0 | 0 | 0 | 0 | 0.0035917 | 0 | 0 | 0 | 0 | 0 | 0 | 0 | 0 | 0 | 0 | 0 | 0.02919 | 0.014421 | 0 | 0 | 0 | 0 | 0 | 0.0072036 | 0.0035917 | 0.043611 | 0 | 0.0072036 | 0.0035917
| 3113 | 0 | 0 | 0 | 0 | 0 | 0 | 0 | 0 | 0 | 0 | 0 | 0 | 0 | 0 | 0 | 0 | 0 | 0 | 0 | 0 | 0 | 0 | 0 | 0 | 0 | 0 | 0 | 0 | 0 | 0 | 0 | 0 | 0 | 0 | 0 | 0 | 0 | 0 | 0 | 0 | 0 | 0 | 0 | 0 | 0 | 0 | 0 | 0 | 0 | 0 | 0 | 0 | 0 | 0 | 0
| 3114 | 0 | 0 | 0 | 0 | 0 | 0 | 0 | 0 | 0 | 0 | 0 | 0 | 0 | 0 | 0 | 0 | 0 | 0 | 0 | 0 | 0 | 0 | 0 | 0 | 0 | 0 | 0 | 0 | 0 | 0 | 0 | 0 | 0 | 0 | 0 | 0 | 0 | 0 | 0 | 0 | 0 | 0 | 0 | 0 | 0 | 0 | 0 | 0 | 0 | 0 | 0 | 0 | 0 | 0 | 0
| 3115 | 0 | 0 | 0 | 0 | 0 | 0 | 0 | 0 | 0 | 0 | 0 | 0 | 0 | 0 | 0 | 0 | 0 | 0 | 0 | 0 | 0 | 0 | 0 | 0 | 0 | 0 | 0 | 0 | 0 | 0 | 0 | 0 | 0 | 0 | 0 | 0 | 0 | 0 | 0 | 0 | 0 | 0 | 0 | 0 | 0 | 0 | 0 | 0 | 0 | 0 | 0 | 0 | 0 | 0 | 0
| 3116 | 0 | 0 | 0 | 0 | 0 | 0 | 0 | 0 | 0 | 0 | 0 | 0 | 0 | 0 | 0 | 0 | 0 | 0 | 0.013584 | 0.010226 | 0 | 0 | 0 | 0 | 0 | 0 | 0 | 0 | 0 | 0 | 0.01698 | 0.0068175 | 0 | 0 | 0 | 0 | 0 | 0 | 0 | 0 | 0 | 0 | 0.077935 | 0.028959 | 0 | 0 | 0 | 0 | 0 | 0.02381 | 0.023797 | 0.10689 | 0 | 0.02381 | 0.023797
| 3118 | 1.9106 | 1.6312 | 0.39821 | 0.12528 | 0.75794 | 2.1313 | 4.7721 | 2.4913 | 0.0312 | 0.25022 | 0.78924 | 1.5238 | 1.9995 | 2.7036 | 1.2232 | 0.42413 | 0.98434 | 3.6031 | 4.6689 | 4.078 | 0.89903 | 1.7052 | 1.3296 | 1.9102 | 2.2126 | 0.38472 | 0.35467 | 0.78558 | 0.72934 | 1.4087 | 3.1568 | 2.1246 | 1.2422 | 0.77207 | -0.00768 | 1.7989 | 4.1948 | 2.3625 | 0.33886 | 0.55827 | 1.6357 | 1.2832 | 2.9421 | 1.588 | -0.28668 | -0.03594 | 0.19918 | 2.3459 | 16.8123 | 25.5289 | 14.9626 | 17.1259 | 19.3239 | 22.661 | 19.5858
| 3120 | 0.003045 | 0 | 0 | 0 | 0 | 0 | 0.017036 | 0.0097714 | 0 | 0 | 0 | 0 | 0 | 0 | 0 | 0 | 0 | 0 | 0.024338 | 0.0081428 | 0 | 0 | 0 | 0 | 0.0079198 | 0 | 0 | 0 | 0 | 0 | 0.0073013 | 0.0053003 | 0 | 0 | 0 | 0 | 0 | 0 | 0 | 0 | 0 | 0.00081719 | 0.0056788 | 0.0036866 | 0 | 0 | 0 | 0 | 0.029853 | 0.03248 | 0.020521 | 0.010183 | 0.026808 | 0.0404 | 0.012602
| 3122 | 3.9497 | 2.7872 | 4.388 | 2.4888 | 1.919 | 2.3508 | 2.4399 | 0.93485 | 1.6163 | 1.6741 | 2.3362 | 4.638 | 3.9693 | 2.7735 | 3.5157 | 1.6323 | 1.5892 | 1.6145 | 1.3577 | 1.2598 | 0.9435 | 1.8513 | 2.0824 | 3.4538 | 1.6307 | 1.7587 | 2.1275 | 0.6697 | 0.88207 | 0.37606 | 0.3099 | 0.51302 | 0.40851 | 0.72701 | 0.81822 | 1.9896 | 1.7179 | 1.6093 | 0.78129 | 0.43114 | 0.94499 | 0.30851 | 0.3003 | 0.37581 | 0.28944 | 0.98696 | 0.58867 | 1.4665 | 31.5227 | 26.043 | 12.211 | 9.8008 | 29.4701 | 19.6317 | 10.6269
| 3130 | 0 | 0 | 0 | 0.0646 | 0.33613 | 0.02195 | 0 | 0 | 0.32469 | 0.03629 | 0 | 0 | 0 | 0 | 0 | 0.01648 | 0.23157 | 0 | 0 | 0 | 0.16773 | 0 | 0 | 0 | 0 | 0 | 0 | 0 | 0.05677 | 0 | 0 | 0 | 0.06537 | 0.03694 | 0 | 0 | 0 | 0 | 0 | 0 | 0.03472 | 0 | 0 | 0 | 0 | 0 | 0 | 0 | 0.78366 | 0.41578 | 0.15908 | 0.03472 | 0.63098 | 0.2245 | 0.13703
| 3131 | 0.60696 | 0.44815 | 0.55836 | 0.29616 | 0.33999 | 0.18784 | 0.22985 | 0.3089 | 0.27512 | 0.26123 | 0.59387 | 0.75685 | 0.6452 | 0.6031 | 0.4753 | 0.26334 | 0.28739 | 0.24747 | 0.32098 | 0.40254 | 0.39209 | 0.28175 | 0.50154 | 0.96341 | 0.6568 | 0.53675 | 0.43819 | 0.17968 | 0.3234 | 0.16422 | 0.17623 | 0.13461 | 0.27294 | 0.28686 | 0.45588 | 0.72479 | 0.49634 | 0.56965 | 0.36603 | 0.26299 | 0.33562 | 0.25209 | 0.2132 | 0.24633 | 0.2276 | 0.37169 | 0.35426 | 0.57883 | 4.8633 | 5.3841 | 4.3504 | 4.2746 | 4.888 | 5.2446 | 4.2462
| 3132 | 0 | 0 | 0 | 0 | 0 | 0 | 0 | 0 | 0 | 0 | 0 | 0 | 0 | 0 | 0 | 0 | 0 | 0 | 0 | 0 | 0 | 0 | 0 | 0 | 0 | 0 | 0 | 0 | 0 | 0 | 0 | 0 | 0 | 0 | 0 | 0 | 0 | 0 | 0 | 0 | 0 | 0 | 0 | 0 | 0 | 0 | 0 | 0 | 0 | 0 | 0 | 0 | 0 | 0 | 0
| 3136 | 4.9666 | 3.6731 | 2.3927 | 1.266 | 0.82825 | 1.683 | 2.2841 | 1.5698 | 0.79117 | 1.8277 | 1.3374 | 3.572 | 5.8175 | 5.5694 | 1.691 | 1.6377 | 1.161 | 1.7482 | 1.6788 | 1.3694 | 1.1141 | 1.3899 | 1.1988 | 3.5899 | 2.1455 | 1.4843 | 1.1251 | 0.83307 | 0.93626 | 1.0129 | 0.94472 | 1.0085 | 0.91897 | 1.0729 | 2.0393 | 2.2318 | 2.1916 | 4.3201 | 3.6421 | 1.405 | 0.60207 | 0.80091 | 0.84565 | 0.62414 | 1.1206 | 1.7759 | 2.6115 | 2.4167 | 26.1918 | 27.9655 | 15.7533 | 22.3564 | 28.9417 | 18.6132 | 21.39
| 3139 | 0 | 0 | 0 | 0 | 0 | 0 | 0 | 0 | 0 | 0 | 0 | 0 | 0 | 0 | 0 | 0 | 0 | 0 | 0 | 0 | 0 | 0 | 0 | 0 | 0 | 0 | 0 | 0 | 0 | 0 | 0 | 0 | 0 | 0 | 0 | 0 | 0 | 0 | 0 | 0 | 0 | 0 | 0 | 0 | 0 | 0 | 0 | 0 | 0 | 0 | 0 | 0 | 0 | 0 | 0
| 3140 | 3.2276 | 2.962 | 1.7683 | 0.90789 | 1.2305 | 1.0252 | 1.0971 | 1.2673 | 1.3256 | 0.96012 | 2.2758 | 3.1239 | 2.7106 | 2.5987 | 2.0547 | 0.95556 | 1.5903 | 1.3399 | 1.5157 | 1.7529 | 1.7245 | 0.93794 | 2.2874 | 2.5629 | 1.9198 | 1.9943 | 1.9036 | 0.6957 | 1.1133 | 1.1449 | 0.73677 | 0.83953 | 1.4688 | 1.387 | 1.9927 | 2.6715 | 1.8332 | 2.1522 | 2.019 | 0.90541 | 1.3369 | 1.3203 | 1.3689 | 1.8989 | 1.5776 | 1.5222 | 2.0099 | 2.2444 | 21.1713 | 22.0311 | 17.868 | 20.1889 | 20.9849 | 19.7479 | 18.488
| 3142 | 0 | 0 | 0 | 0 | 0 | 0 | 0 | 0 | 0 | 0 | 0 | 0 | 0 | 0 | 0 | 0 | 0 | 0 | 0 | 0 | 0 | 0 | 0 | 0 | 0 | 0 | 0 | 0 | 0 | 0 | 0 | 0 | 0 | 0 | 0 | 0 | 0 | 0 | 0 | 0 | 0 | 0 | 0 | 0 | 0 | 0 | 0 | 0 | 0 | 0 | 0 | 0 | 0 | 0 | 0
| 3143 | 0 | 0 | 0 | 0 | 0 | 0 | 0 | 0 | 0 | 0 | 0 | 0 | 0 | 0 | 0 | 0 | 0 | 0 | 0.13881 | 0.076531 | 0 | 0 | 0 | 0 | -0.031672 | 0 | 0 | 0 | 0 | 0 | 0.12129 | 0.10115 | 0 | 0 | 0 | 0 | 0 | 0 | 0 | 0 | 0 | 0 | 0.28354 | 0.1148 | 0 | 0 | 0 | 0 | 0 | 0.21535 | 0.19077 | 0.39833 | 0 | 0.18367 | 0.22244
| 3144 | 0 | 0 | 0 | 0 | 0 | 0 | 0 | 0 | 0 | 0 | 0 | 0 | 0 | 0 | 0 | 0 | 0 | 0 | 0 | 0 | 0 | 0 | 0 | 0 | 0 | 0 | 0 | 0 | 0 | 0 | 0 | 0 | 0 | 0 | 0 | 0 | 0 | 0 | 0 | 0 | 0 | 0 | 0 | 0 | 0 | 0 | 0 | 0 | 0 | 0 | 0 | 0 | 0 | 0 | 0
| 3146 | 0 | 0 | 0 | 0 | 0 | 0 | 0 | 0 | 0 | 0 | 0 | 0 | 0 | 0 | 0 | 0 | 0 | 0 | 0 | 0 | 0 | 0 | 0 | 0 | 0 | 0 | 0 | 0 | 0 | 0 | 0 | 0 | 0 | 0 | 0 | 0 | 0 | 0 | 0 | 0 | 0 | 0 | 0 | 0 | 0 | 0 | 0 | 0 | 0 | 0 | 0 | 0 | 0 | 0 | 0
| 3147 | 0 | 0 | 0 | 0 | 0 | 0 | 0 | 0 | 0 | 0 | 0 | 0 | 0 | 0 | 0 | 0 | 0 | 0 | 0 | 0 | 0 | 0 | 0 | 0 | 0 | 0 | 0 | 0 | 0 | 0 | 0 | 0 | 0 | 0 | 0 | 0 | 0 | 0 | 0 | 0 | 0 | 0 | 0 | 0 | 0 | 0 | 0 | 0 | 0 | 0 | 0 | 0 | 0 | 0 | 0
| 3148 | 1.9734 | 1.3162 | 1.2886 | 3.0631 | 3.1612 | 3.622 | 3.7696 | 4.4079 | 3.2242 | 2.0537 | 1.3453 | 0.99343 | 2.6351 | 2.2714 | 1.4842 | 3.2618 | 3.2411 | 4.2912 | 3.6991 | 4.4748 | 3.6467 | 3.838 | 1.6326 | 1.6789 | 1.7763 | 2.1303 | 0.89975 | 5.1936 | 3.9231 | 4.4182 | 3.6212 | 3.782 | 3.3207 | 2.1962 | 1.6862 | 1.9846 | 2.7242 | 2.2144 | 1.9554 | 6.7372 | 4.0111 | 4.6733 | 3.7654 | 3.9404 | 3.3017 | 2.7423 | 1.6155 | 2.3457 | 30.2187 | 36.1549 | 34.9321 | 40.0265 | 32.3099 | 37.1843 | 38.6513
| 3149 | 0.72009 | 0.53271 | 0 | 0 | 0.12676 | 0.43438 | 1.6468 | 1.426 | 0 | 0 | 0.040738 | 0.13556 | 0.96602 | 1.0077 | 0.12932 | 0 | 0.13188 | 0.20814 | -0.79251 | -0.24495 | 0 | 0.071572 | 0.027106 | 0.54246 | 0.46845 | 0.25896 | 0.057283 | 0.039605 | 0.16977 | 0.12514 | -0.19142 | -0.45909 | 0.051926 | 0.74604 | 0.58633 | 1.4042 | 1.3607 | 1.2893 | 0.64311 | 1.1836 | 0.44007 | 0.48851 | 1.0964 | 0.32865 | 0.093619 | 0.81252 | 0.60626 | 1.6047 | 5.0631 | 2.0468 | 3.2572 | 9.9475 | 5.9185 | 0.8059 | 7.18
| 3152 | 0 | 0 | 0 | 0 | 0 | 0 | 0 | 0 | 0 | 0 | 0 | 0 | 0 | 0 | 0 | 0 | 0 | 0 | 0 | 0 | 0 | 0 | 0 | 0 | 0 | 0 | 0 | 0 | 0 | 0 | 0 | 0 | 0 | 0 | 0 | 0 | 0 | 0 | 0 | 0 | 0 | 0 | 0 | 0 | 0 | 0 | 0 | 0 | 0 | 0 | 0 | 0 | 0 | 0 | 0
| 3154 | 0 | 0 | 0 | 0 | 0 | 0 | 0 | 0 | 0 | 0 | 0 | 0 | 0 | 0 | 0 | 0 | 0 | 0 | 0.020118 | 0.014135 | 0 | 0 | 0 | 0 | 0 | 0 | 0 | 0 | 0 | 0 | 0.018106 | 0.016154 | 0 | 0 | 0 | 0 | 0 | 0 | 0 | 0 | 0 | 0 | 0.05494 | 0.022212 | 0 | 0 | 0 | 0 | 0 | 0.034253 | 0.03426 | 0.077152 | 0 | 0.034253 | 0.03426
| 3155 | 0 | 0 | 0 | 0 | 0 | 0 | 0 | 0 | 0 | 0 | 0 | 0 | 0 | 0 | 0 | 0 | 0 | 0 | 0 | 0 | 0 | 0 | 0 | 0 | 0 | 0 | 0 | 0 | 0 | 0 | 0 | 0 | 0 | 0 | 0 | 0 | 0 | 0 | 0 | 0 | 0 | 0 | 0 | 0 | 0 | 0 | 0 | 0 | 0 | 0 | 0 | 0 | 0 | 0 | 0
| 3157 | 0 | 0 | 0 | 0 | 0 | 0 | 0.41202 | 0.18107 | 0 | 0 | 0 | 0 | 0 | 0 | 0 | 0 | 0 | 0 | 1.2547 | 0.60016 | 0 | 0 | 0 | 0 | 0 | 0 | 0 | 0 | 0 | 0 | 1.1679 | 0.99084 | 0 | 0 | 0 | 0 | 0 | 0 | 0 | 0 | 0 | 0 | 1.4373 | 0.93646 | 0 | 0 | 0 | 0 | 0.59309 | 1.8549 | 2.1587 | 2.3738 | 0.59309 | 1.8549 | 2.1587
| 3160 | 0 | 0 | 0 | 0 | 0 | 0 | 0.063915 | 0.02543 | 0 | 0 | 0 | 0 | 0 | 0 | 0 | 0 | 0 | 0 | 0.54066 | 0.21973 | 0 | 0 | 0 | 0 | 0 | 0 | 0 | 0 | 0 | 0 | 0.5314 | 0.44072 | 0 | 0 | 0 | 0 | 0 | 0 | 0 | 0 | 0 | 0 | 0.73197 | 0.443 | 0 | 0 | 0 | 0 | 0.089344 | 0.76039 | 0.97212 | 1.175 | 0.089344 | 0.76039 | 0.97212
| 3161 | 0 | 0 | 0 | 0 | 0 | 0 | 0.49401 | 0.16634 | 0 | 0 | 0 | 0 | 0 | 0 | 0 | 0 | 0 | 0 | 1.8256 | 0.8191 | 0 | 0 | 0 | 0 | 0 | 0 | 0 | 0 | 0 | 0 | 1.6367 | 1.3978 | 0 | 0 | 0 | 0 | 0 | 0 | 0 | 0 | 0 | 0 | 2.1164 | 1.3813 | 0 | 0 | 0 | 0 | 0.66036 | 2.6447 | 3.0345 | 3.4977 | 0.66036 | 2.6447 | 3.0345
| 3162 | 0 | 0 | 0 | 0 | 0 | 0 | 0 | 0 | 0 | 0 | 0 | 0 | 0 | 0 | 0 | 0 | 0 | 0 | 0.06515 | 0.054783 | 0 | 0 | 0 | 0 | 0 | 0 | 0 | 0 | 0 | 0 | 0.053788 | 0.058129 | 0 | 0 | 0 | 0 | 0 | 0 | 0 | 0 | 0 | 0 | 0.22026 | 0.10409 | 0 | 0 | 0 | 0 | 0 | 0.11993 | 0.11192 | 0.32435 | 0 | 0.11993 | 0.11192
| 3163 | 0 | 0 | 0 | 0 | 0 | 0 | 0.009928 | 0.0099653 | 0 | 0 | 0 | 0 | 0 | 0 | 0 | 0 | 0 | 0 | 0.2393 | 0.11171 | 0 | 0 | 0 | 0 | 0 | 0 | 0 | 0 | 0 | 0 | 0.29221 | 0.21798 | 0 | 0 | 0 | 0 | 0 | 0 | 0 | 0 | 0 | 0 | 0.3661 | 0.20861 | 0 | 0 | 0 | 0 | 0.019893 | 0.35101 | 0.51018 | 0.57472 | 0.019893 | 0.35101 | 0.51018
| 3168 | 0 | 0 | 0 | 0 | 0 | 0 | 0.042533 | 0.03258 | 0 | 0 | 0 | 0 | 0 | 0 | 0 | 0 | 0 | 0 | 0.76737 | 0.31526 | 0 | 0 | 0 | 0 | 0 | 0 | 0 | 0 | 0 | 0 | 0.84319 | 0.61448 | 0 | 0 | 0 | 0 | 0 | 0 | 0 | 0 | 0 | 0 | 1.0431 | 0.598 | 0 | 0 | 0 | 0 | 0.075113 | 1.0826 | 1.4577 | 1.6411 | 0.075113 | 1.0826 | 1.4577
| 3169 | 0 | 0 | 0 | 0 | 0 | 0 | 0.24869 | 0.070874 | 0 | 0 | 0 | 0 | 0 | 0 | 0 | 0 | 0 | 0 | 0.90073 | 0.40732 | 0 | 0 | 0 | 0 | 0 | 0 | 0 | 0 | 0 | 0 | 0.79172 | 0.69683 | 0 | 0 | 0 | 0 | 0 | 0 | 0 | 0 | 0 | 0 | 1.0375 | 0.69959 | 0 | 0 | 0 | 0 | 0.31957 | 1.308 | 1.4885 | 1.7371 | 0.31957 | 1.308 | 1.4885
| 3170 | 0 | 0 | 0 | 0 | 0 | 0 | 0.16041 | 0.05799 | 0 | 0 | 0 | 0 | 0 | 0 | 0 | 0 | 0 | 0 | 0.52691 | 0.2357 | 0 | 0 | 0 | 0 | 0 | 0 | 0 | 0 | 0 | 0 | 0.46282 | 0.39876 | 0 | 0 | 0 | 0 | 0 | 0 | 0 | 0 | 0 | 0 | 0.6043 | 0.40142 | 0 | 0 | 0 | 0 | 0.2184 | 0.76261 | 0.86158 | 1.0057 | 0.2184 | 0.76261 | 0.86158
| 3176 | 0.1454 | 0.093969 | 0.067626 | 0.061449 | 0.068866 | 0.082966 | 0.10343 | 0.1481 | 0.16107 | 0.0679 | 0.079217 | 0.10402 | 0.28087 | 0.25022 | 0.12644 | 0.07334 | 0.084687 | 0.11381 | 0.15979 | 0.20465 | 0.19795 | 0.094546 | 0.12347 | 0.14165 | 0.11189 | 0.11939 | 0.087555 | 0.10873 | 0.076028 | 0.12252 | 0.092896 | 0.10929 | 0.16904 | 0.074188 | 0.075506 | 0.12187 | 0.15778 | 0.14429 | 0.067289 | 0.13373 | 0.11072 | 0.13926 | 0.15125 | 0.19538 | 0.22064 | 0.091181 | 0.1085 | 0.14347 | 1.184 | 1.8514 | 1.2689 | 1.6635 | 1.5623 | 1.5395 | 1.3791
| 3782 | 0 | 0 | 0 | 0 | 0 | 0 | 0 | 0 | 0 | 0 | 0 | 0 | 0 | 0 | 0 | 0 | 0 | 0 | 0.070755 | 0.043487 | 0 | 0 | 0 | 0 | 0.031216 | 0 | 0 | 0 | 0 | 0 | 0.10613 | 0.063254 | 0 | 0 | 0 | 0 | 0 | 0 | 0 | 0 | 0 | 0 | 0.16903 | 0.075114 | 0 | 0 | 0 | 0 | 0 | 0.11424 | 0.2006 | 0.24414 | 0 | 0.14546 | 0.16939
| 3785 | 0 | 0 | 0 | 0 | 0 | 0 | 0 | 0 | 0 | 0 | 0 | 0 | 0 | 0 | 0 | 0 | 0 | 0 | 0.074566 | 0.043642 | 0 | 0 | 0 | 0 | 0.046105 | 0 | 0 | 0 | 0 | 0 | 0.085218 | 0.085539 | 0 | 0 | 0 | 0 | 0 | 0 | 0 | 0 | 0 | 0 | 0.21257 | 0.11762 | 0 | 0 | 0 | 0 | 0 | 0.11821 | 0.21686 | 0.33018 | 0 | 0.16431 | 0.17076
| 4257 | 0.0016736 | 0 | 0 | 0 | 0 | 0 | 0.045405 | 0.018093 | 0 | 0 | 0 | 0 | 0 | 0 | 0 | 0 | 0 | 0 | 0.34851 | 0.15052 | 0 | 0 | 0 | 0 | 0.12379 | 0 | 0 | 0 | 0 | 0 | 0.33421 | 0.26089 | 0 | 0 | 0 | 0 | 0 | 0 | 0 | 0 | 0 | 0 | 0.45959 | 0.26102 | 0 | 0 | 0 | 0 | 0.065171 | 0.49904 | 0.71889 | 0.72061 | 0.063498 | 0.62282 | 0.5951
| 5083 | 0.081117 | 0 | 0 | 0 | 0.011835 | 0 | 0.4791 | 0.24258 | 0 | 0 | 0 | 0 | 0 | 0 | 0 | 0 | 0.014966 | 0.10136 | 1.0011 | 0.5521 | 0 | 0 | 0 | 0 | 0.14415 | 0 | 0 | 0 | 0.011574 | 0.045873 | 0.87044 | 0.74213 | 0.03959 | 0.0030386 | 0 | 0 | 0.003453 | 0 | 0 | 0.037143 | 0.014589 | 0.10051 | 0.98919 | 0.73638 | 0.04716 | 0.0090814 | 0 | 0 | 0.81462 | 1.6695 | 1.8568 | 1.9375 | 0.73664 | 1.8103 | 1.7562
| 6390 | 0 | 0 | 0 | 0 | 0 | 0 | 0 | 0 | 0 | 0 | 0 | 0 | 0 | 0 | 0 | 0 | 0 | 0 | 0.012218 | 0.0081922 | 0 | 0 | 0 | 0 | 0.0053906 | 0 | 0 | 0 | 0 | 0 | 0.018328 | 0.012188 | 0 | 0 | 0 | 0 | 0 | 0 | 0 | 0 | 0 | 0 | 0.030546 | 0.013654 | 0 | 0 | 0 | 0 | 0 | 0.020411 | 0.035906 | 0.0442 | 0 | 0.025801 | 0.030515
| 6391 | 0 | 0 | 0 | 0 | 0 | 0 | 0.0003912 | 0.00078689 | 0 | 0 | 0 | 0 | 0 | 0 | 0 | 0 | 0 | 0 | 0.01291 | 0.0066886 | 0 | 0 | 0 | 0 | 0.0044381 | 0 | 0 | 0 | 0 | 0 | 0.015596 | 0.011016 | 0 | 0 | 0 | 0 | 0 | 0 | 0 | 0 | 0 | 0 | 0.023863 | 0.011803 | 0 | 0 | 0 | 0 | 0.0011781 | 0.019598 | 0.03105 | 0.035667 | 0.0011781 | 0.024036 | 0.026612
| 6565 | 0 | 0 | 0 | 0 | 0 | 0 | 0 | 0 | 0 | 0 | 0 | 0 | 0 | 0 | 0 | 0 | 0 | 0 | 0.028195 | 0.018229 | 0 | 0 | 0 | 0 | 0.015993 | 0 | 0 | 0 | 0 | 0 | 0.034788 | 0.024306 | 0 | 0 | 0 | 0 | 0 | 0 | 0 | 0 | 0 | 0 | 0.074515 | 0.034433 | 0 | 0 | 0 | 0 | 0 | 0.046424 | 0.075087 | 0.10895 | 0 | 0.062418 | 0.059094
| 6776 | 0 | 0 | 0 | 0 | 0 | 0 | 0 | 0 | 0 | 0 | 0 | 0 | 0 | 0 | 0 | 0 | 0 | 0 | 0.066587 | 0.041841 | 0 | 0 | 0 | 0 | 0 | 0 | 0 | 0 | 0 | 0 | 0.059188 | 0.059411 | 0 | 0 | 0 | 0 | 0 | 0 | 0 | 0 | 0 | 0 | 0.21031 | 0.09156 | 0 | 0 | 0 | 0 | 0 | 0.10843 | 0.1186 | 0.30187 | 0 | 0.10843 | 0.1186
| 7138 | 0.028128 | 0 | 0 | 0 | 0 | 0 | 0.14123 | 0.071444 | 0 | 0 | 0 | 0 | 0 | 0 | 0 | 0 | 0 | 0 | 0.36806 | 0.16265 | 0 | 0 | 0 | 0 | 0.055001 | 0 | 0 | 0 | 0 | 0 | 0.32056 | 0.2524 | 0 | 0 | 0 | 0 | 0 | 0 | 0 | 0 | 0 | 0 | 0.36656 | 0.25735 | 0 | 0 | 0 | 0 | 0.2408 | 0.53071 | 0.62796 | 0.62391 | 0.21267 | 0.58571 | 0.57295
| 7153 | 0.631 | 0.8282 | 0.85345 | 2.546 | 2.5322 | 2.4373 | 2.6162 | 3.2961 | 2.509 | 2.2591 | 1.2671 | 0.99686 | 4.8856 | 4.474 | 1.5167 | 3.3438 | 2.2191 | 2.7319 | 2.9688 | 3.8807 | 2.2849 | 3.4596 | 1.3086 | 2.403 | 4.5067 | 5.2082 | 1.3014 | 3.7923 | 2.7847 | 2.6086 | 3.1821 | 3.5322 | 2.9779 | 2.1692 | 1.6549 | 1.9789 | 3.765 | 4.0894 | 2.7783 | 4.4712 | 3.199 | 2.9856 | 3.3014 | 3.7795 | 3.0563 | 3.2306 | 1.9395 | 1.8524 | 22.7725 | 35.4767 | 35.697 | 38.4481 | 31.8209 | 36.6308 | 36.4066
| 7288 | 0.029512 | 0 | 0 | 0 | 0 | 0 | 0.19531 | 0.086458 | 0 | 0 | 0 | 0 | 0 | 0 | 0 | 0 | 0 | 0.003937 | 0.48345 | 0.22905 | 0 | 0 | 0 | 0 | 0.07469 | 0 | 0 | 0 | 0 | 0 | 0.37948 | 0.35093 | 0.018063 | 0 | 0 | 0 | 0 | 0 | 0 | 0 | 0 | 0.023959 | 0.45992 | 0.33927 | 0.020476 | 0 | 0 | 0 | 0.31128 | 0.71644 | 0.82316 | 0.84363 | 0.28177 | 0.79113 | 0.74847
| 7318 | 0.017069 | 0 | 0 | 0 | 0 | 0 | 0.082859 | 0.043554 | 0 | 0 | 0 | 0 | 0 | 0 | 0 | 0 | 0 | 0.0019915 | 0.23323 | 0.11241 | 0 | 0 | 0 | 0 | 0.043515 | 0 | 0 | 0 | 0 | 0 | 0.17071 | 0.15887 | 0.0080201 | 0 | 0 | 0 | 0 | 0 | 0 | 0 | 0 | 0.0098816 | 0.2022 | 0.16518 | 0.010006 | 0 | 0 | 0 | 0.14348 | 0.34763 | 0.38112 | 0.38726 | 0.12641 | 0.39115 | 0.3376
| 7690 | 0 | 0 | 0 | 0 | 0 | 0 | 0 | 0 | 0 | 0 | 0 | 0 | 0 | 0 | 0 | 0 | 0 | 0 | 0 | 0 | 0 | 0 | 0 | 0 | 0 | 0 | 0 | 0 | 0 | 0 | 0 | 0 | 0 | 0 | 0 | 0 | 0 | 0 | 0 | 0 | 0 | 0 | 0 | 0 | 0 | 0 | 0 | 0 | 0 | 0 | 0 | 0 | 0 | 0 | 0
| 7701 | 0 | 0 | 0 | 0 | 0 | 0 | 0 | 0 | 0 | 0 | 0 | 0 | 0 | 0 | 0 | 0 | 0 | 0 | 0 | 0 | 0 | 0 | 0 | 0 | 0 | 0 | 0 | 0 | 0 | 0 | 0 | 0 | 0 | 0 | 0 | 0 | 0 | 0 | 0 | 0 | 0 | 0 | 0 | 0 | 0 | 0 | 0 | 0 | 0 | 0 | 0 | 0 | 0 | 0 | 0
| 7835 | 0.1115 | 0 | 0 | 0 | 0.038822 | 0.011503 | 1.8765 | 1.0081 | 0 | 0 | 0 | 0 | 0 | 0 | 0 | 0 | 0.062858 | 0.37102 | 3.1224 | 1.4894 | 0 | 0 | 0 | 0 | -0.055381 | 0 | 0 | 0 | 0.0307 | 0.15165 | 3.1449 | 2.0266 | 0 | 0 | 0 | 0 | 0 | 0 | 0 | 0.097992 | 0.021329 | 0.08225 | 3.4359 | 1.9616 | 0.012904 | 0 | 0 | 0 | 3.0464 | 5.0456 | 5.2984 | 5.6121 | 2.959 | 4.9581 | 5.4424
| 7962 | 0.088593 | 0 | 0 | 0 | 0.067413 | 0.26332 | 0.53972 | 0.58427 | 0 | 0 | 0 | 0 | 0.023971 | 0.0012343 | 0 | 0 | 0.075071 | 0.31912 | 0.94866 | 0.69001 | 0.0029673 | 0.12052 | 0 | 0 | 0.16409 | 0.047868 | 0.0030096 | 0.034653 | 0.10508 | 0.17872 | 1.0072 | 0.79281 | 0.065128 | 0.054004 | 0 | 0.026209 | 0.05903 | 0.039837 | 0.039597 | 0.25704 | 0.067724 | 0.228 | 1.0789 | 0.7804 | 0.071381 | 0.01826 | 0 | 0.0067576 | 1.5433 | 2.1816 | 2.4788 | 2.647 | 1.4876 | 2.436 | 2.5873
| 8008 | 0.01433 | 0 | 0 | 0 | 0 | 0 | 0.20988 | 0.093117 | 0 | 0 | 0 | 0 | 0 | 0 | 0 | 0 | 0 | 0 | 0.68022 | 0.32096 | 0 | 0 | 0 | 0 | 0.050174 | 0 | 0 | 0 | 0 | 0 | 0.61103 | 0.48686 | 0 | 0 | 0 | 0 | 0 | 0 | 0 | 0 | 0 | 0 | 0.74285 | 0.5022 | 0 | 0 | 0 | 0 | 0.31733 | 1.0012 | 1.1481 | 1.2451 | 0.303 | 1.0514 | 1.0979
| 8012 | 0 | 0 | 0 | 0 | 0 | 0 | 0.01043 | 0.031325 | 0 | 0 | 0 | 0 | 0 | 0 | 0 | 0 | 0 | 0 | 1.2036 | 0.67191 | 0 | 0 | 0 | 0 | 0 | 0 | 0 | 0 | 0 | 0 | 1.5128 | 1.0988 | 0 | 0 | 0 | 0 | 0 | 0 | 0 | 0 | 0 | 0 | 2.6232 | 1.3523 | 0 | 0 | 0 | 0 | 0.041755 | 1.8755 | 2.6116 | 3.9756 | 0.041755 | 1.8755 | 2.6116
| 10030 | 0 | 0 | 0 | 0 | 1e-08 | 1e-08 | 2.1e-07 | 1.1e-07 | 1.1e-07 | 1.1e-07 | 0 | 0 | 0 | 0 | 1e-08 | 0 | 1e-08 | 1e-08 | 2.1e-07 | 1.2e-07 | 1.1e-07 | 1e-08 | 0 | 1e-08 | 1e-08 | 1e-08 | 0 | 0 | 1e-08 | 0 | 2.1e-07 | 2.1e-07 | 1.1e-07 | 1e-08 | 1e-08 | 1e-08 | 0 | 0 | 0 | 0 | 1e-08 | 1e-08 | 2.1e-07 | 2.1e-07 | 1.1e-07 | 1e-07 | 1e-08 | 1e-08 | 5.6e-07 | 4.9e-07 | 5.9e-07 | 6.7e-07 | 5.7e-07 | 5e-07 | 5.7e-07
| 10043 | 0 | 0 | 0 | 0 | 0 | 0 | 0 | 0 | 0 | 0 | 0 | 0 | 0 | 0 | 0 | 0 | 0 | 0 | 0 | 0 | 0 | 0 | 0 | 0 | 0 | 0 | 0 | 0 | 0 | 0 | 0 | 0 | 0 | 0 | 0 | 0 | 0 | 0 | 0 | 0 | 0 | 0 | 0 | 0 | 0 | 0 | 0 | 0 | 0 | 0 | 0 | 0 | 0 | 0 | 0
| 10061 | 0 | 0 | 0 | 0 | 0 | 0 | 0 | 0 | 0 | 0 | 0 | 0 | 0 | 0 | 0 | 0 | 0 | 0 | 0 | 0 | 0 | 0 | 0 | 0 | 0 | 0 | 0 | 0 | 0 | 0 | 0 | 0 | 0 | 0 | 0 | 0 | 0 | 0 | 0 | 0 | 0 | 0 | 0 | 0 | 0 | 0 | 0 | 0 | 0 | 0 | 0 | 0 | 0 | 0 | 0
| 10099 | 0.011949 | 0.002593 | 0.039437 | 0.11944 | 0.10791 | 0.10985 | 0.15191 | 0.16455 | 0.086914 | 0.080863 | 0.052512 | 0.031429 | 0.048877 | 0.035101 | 0.069789 | 0.14228 | 0.10099 | 0.12719 | 0.19541 | 0.20203 | 0.084055 | 0.17257 | 0.05065 | 0.073849 | 0.065545 | 0.068148 | 0.057561 | 0.17478 | 0.12226 | 0.1069 | 0.20011 | 0.18165 | 0.12432 | 0.099018 | 0.067878 | 0.067471 | 0.069095 | 0.069498 | 0.16909 | 0.21748 | 0.16284 | 0.13336 | 0.21044 | 0.19407 | 0.13737 | 0.15967 | 0.07933 | 0.065083 | 0.95935 | 1.3028 | 1.3357 | 1.6673 | 1.0751 | 1.3941 | 1.5354
| 10113 | 0 | 0 | 0 | 0 | 0 | 0 | 0 | 0 | 0 | 0 | 0 | 0 | 0 | 0 | 0 | 0 | 0 | 0 | 0 | 0 | 0 | 0 | 0 | 0 | 0 | 0 | 0 | 0 | 0 | 0 | 0 | 0 | 0 | 0 | 0 | 0 | 0 | 0 | 0 | 0 | 0 | 0 | 0 | 0 | 0 | 0 | 0 | 0 | 0 | 0 | 0 | 0 | 0 | 0 | 0
| 10118 | 0 | 0 | 0 | 0 | 0 | 0 | 0 | 0 | 0 | 0 | 0 | 0 | 0 | 0 | 0 | 0 | 0 | 0 | 0 | 0 | 0 | 0 | 0 | 0 | 0 | 0 | 0 | 0 | 0 | 0 | 0 | 0 | 0 | 0 | 0 | 0 | 0 | 0 | 0 | 0 | 0 | 0 | 0 | 0 | 0 | 0 | 0 | 0 | 0 | 0 | 0 | 0 | 0 | 0 | 0
| 10122 | 0 | 0 | 0 | 0 | 0 | 0 | 0 | 0 | 0 | 0 | 0 | 0 | 0 | 0 | 0 | 0 | 0 | 0 | 0 | 0 | 0 | 0 | 0 | 0 | 0 | 0 | 0 | 0 | 0 | 0 | 0 | 0 | 0 | 0 | 0 | 0 | 0 | 0 | 0 | 0 | 0 | 0 | 0 | 0 | 0 | 0 | 0 | 0 | 0 | 0 | 0 | 0 | 0 | 0 | 0
| 10123 | 0 | 0 | 0 | 0 | 0 | 0 | 0 | 0 | 0 | 0 | 0 | 0 | 0 | 0 | 0 | 0 | 0 | 0 | 0 | 0 | 0 | 0 | 0 | 0 | 0 | 0 | 0 | 0 | 0 | 0 | 0 | 0 | 0 | 0 | 0 | 0 | 0 | 0 | 0 | 0 | 0 | 0 | 0 | 0 | 0 | 0 | 0 | 0 | 0 | 0 | 0 | 0 | 0 | 0 | 0
| 10129 | 0 | 0 | 0 | 0 | 0 | 0 | 0 | 0 | 0 | 0 | 0 | 0 | 0 | 0 | 0 | 0 | 0 | 0 | 0 | 0 | 0 | 0 | 0 | 0 | 0 | 0 | 0 | 0 | 0 | 0 | 0 | 0 | 0 | 0 | 0 | 0 | 0 | 0 | 0 | 0 | 0 | 0 | 0 | 0 | 0 | 0 | 0 | 0 | 0 | 0 | 0 | 0 | 0 | 0 | 0
| 10224 | 0 | 0 | 0 | 0 | 0 | 0 | 0 | 0 | 0 | 0 | 0 | 0 | 0 | 0 | 0 | 0 | 0 | 0 | 0 | 0 | 0 | 0 | 0 | 0 | 0 | 0 | 0 | 0 | 0 | 0 | 0 | 0 | 0 | 0 | 0 | 0 | 0 | 0 | 0 | 0 | 0 | 0 | 0 | 0 | 0 | 0 | 0 | 0 | 0 | 0 | 0 | 0 | 0 | 0 | 0
| 10302 | 0.0012416 | 7.303e-05 | 0.00021911 | 0.00058429 | 0.0016068 | 0.0035058 | 0.00065733 | 0.00036518 | 0.0034327 | 0.00051126 | 7.304e-05 | 0.0015338 | 0.00065733 | 0 | 0 | 0.00014607 | 0.0013877 | 0.0021911 | 0.00058429 | 0.00021911 | 0.0022641 | 0.00014608 | 0.00014607 | 0.0010225 | 0 | 0 | 0 | 7.303e-05 | 0.00087644 | 0.0029945 | 0.00029215 | 0 | -0.040316 | -0.0012416 | 0 | 0 | 0 | 0 | 0 | 0 | -0.045429 | -0.043457 | -0.040754 | -0.043603 | -0.00036518 | 0 | 0 | 0 | 0.013804 | 0.0087644 | -0.037322 | -0.17361 | 0.01227 | 0.0075228 | -0.0837
| 10308 | 0.013845 | 0 | 0.082244 | 0.27833 | 0.33429 | 0.31246 | 0.41802 | 0.43877 | 0.34158 | 0.1834 | 0.15593 | 0.05542 | 0.049884 | 0.018119 | 0.16746 | 0.18844 | 0.32144 | 0.36605 | 0.44098 | 0.58276 | 0.35529 | 0.2894 | 0.17574 | 0.18166 | 0.076732 | 0.047959 | 0.11109 | 0.55861 | 0.38733 | 0.35191 | 0.41009 | 0.46138 | 0.37235 | 0.26336 | 0.21082 | 0.22217 | 0.28813 | 0.1998 | 0.25887 | 0.81478 | 0.45776 | 0.37361 | 0.44333 | 0.49105 | 0.41009 | 0.35246 | 0.19491 | 0.28692 | 2.6143 | 3.1372 | 3.4738 | 4.5717 | 2.6509 | 3.5736 | 4.3114
| 10343 | 0 | 0 | 0 | 0 | 0 | 0 | 0 | 0 | 0 | 0 | 0 | 0 | 0 | 0 | 0 | 0 | 0 | 0 | 0 | 0 | 0 | 0 | 0 | 0 | 0 | 0 | 0 | 0 | 0 | 0 | 0 | 0 | 0 | 0 | 0 | 0 | 0 | 0 | 0 | 0 | 0 | 0 | 0 | 0 | 0 | 0 | 0 | 0 | 0 | 0 | 0 | 0 | 0 | 0 | 0
| 10435 | 0 | 0 | 0 | 0 | 0 | 0 | 0 | 0 | 2e-07 | 0 | 0 | 0 | 0 | 0 | 0 | 0 | 0 | 0 | 0 | 0 | 0 | 0 | 0 | 0 | 0 | 0 | 0 | 0 | 0 | 0 | 0 | 0 | 0 | 0 | 0 | 0 | 0 | 0 | 0 | 0 | 0 | 0 | 0 | 0 | 0 | 0 | 0 | 0 | 2e-07 | 0 | 0 | 0 | 2e-07 | 0 | 0
| 10566 | 0 | 0 | 0 | 0 | 0 | 0 | 0 | 0 | 0 | 0 | 0 | 0 | 0 | 0 | 0 | 0 | 0 | 0 | 0 | 0 | 0 | 0 | 0 | 0 | 0 | 0 | 0 | 0 | 0 | 0 | 0 | 0 | 0 | 0 | 0 | 0 | 0 | 0 | 0 | 0 | 0 | 0 | 0 | 0 | 0 | 0 | 0 | 0 | 0 | 0 | 0 | 0 | 0 | 0 | 0
| 10603 | 0 | 0 | 0 | 0 | 0 | 0 | 0 | 0 | 0 | 0 | 0 | 0 | 0 | 0 | 0 | 0 | 0 | 0 | 0 | 0 | 0 | 0 | 0 | 0 | 0 | 0 | 0 | 0 | 0 | 0 | 0 | 0 | 0 | 0 | 0 | 0 | 0 | 0 | 0 | 0 | 0 | 0 | 0 | 0 | 0 | 0 | 0 | 0 | 0 | 0 | 0 | 0 | 0 | 0 | 0
| 10629 | 0 | 0 | 0 | 0 | 0 | 0 | 0 | 0 | 0 | 0 | 0 | 0 | 0 | 0 | 0 | 0 | 0 | 0 | 0 | 0 | 0 | 0 | 0 | 0 | 0 | 0 | 0 | 0 | 0 | 0 | 0 | 0 | 0 | 0 | 0 | 0 | 0 | 0 | 0 | 0 | 0 | 0 | 0 | 0 | 0 | 0 | 0 | 0 | 0 | 0 | 0 | 0 | 0 | 0 | 0
| 10643 | 0 | 0 | 0 | 0 | 0 | 0 | 0 | 0 | 0 | 0 | 0 | 0 | 0 | 0 | 0 | 0 | 0 | 0 | 0 | 0 | 0 | 0 | 0 | 0 | 0 | 0 | 0 | 0 | 0 | 0 | 0 | 0 | 0 | 0 | 0 | 0 | 0 | 0 | 0 | 0 | 0 | 0 | 0 | 0 | 0 | 0 | 0 | 0 | 0 | 0 | 0 | 0 | 0 | 0 | 0
| 10693 | 0 | 0 | 0 | 0 | 0 | 0 | 0 | 0 | 0 | 0 | 0 | 0 | 0 | 0 | 0 | 0 | 0 | 0 | 0 | 0 | 0 | 0 | 0 | 0 | 0 | 0 | 0 | 0 | 0 | 0 | 0 | 0 | 0 | 0 | 0 | 0 | 0 | 0 | 0 | 0 | 0 | 0 | 0 | 0 | 0 | 0 | 0 | 0 | 0 | 0 | 0 | 0 | 0 | 0 | 0
| 10746 | 0 | 0 | 0 | 0 | 0 | 0 | 0 | 0 | 0 | 0 | 0 | 0 | 0 | 0 | 0 | 0 | 0 | 0 | 0 | 0 | 0 | 0 | 0 | 0 | 0 | 0 | 0 | 0 | 0 | 0 | 0 | 0 | 0 | 0 | 0 | 0 | 0 | 0 | 0 | 0 | 0 | 0 | 0 | 0 | 0 | 0 | 0 | 0 | 0 | 0 | 0 | 0 | 0 | 0 | 0
| 10751 | 0.016372 | 0 | 0.022733 | 0.07992 | 0.076117 | 0.13931 | 0.20076 | 0.19581 | 0.083037 | 0.061076 | 0.04998 | 0.026882 | 0.043065 | 0.01902 | 0.043209 | 0.062527 | 0.071756 | 0.15577 | 0.28139 | 0.23592 | 0.085695 | 0.085404 | 0.0641 | 0.063045 | 0.047706 | 0.025952 | 0.032374 | 0.11468 | 0.10045 | 0.13004 | 0.29791 | 0.24338 | 0.12762 | 0.10162 | 0.067953 | 0.080506 | 0.12561 | 0.057549 | 0.075856 | 0.18307 | 0.099978 | 0.14679 | 0.26041 | 0.24275 | 0.1258 | 0.086482 | 0.061956 | 0.11199 | 0.952 | 1.2109 | 1.3702 | 1.5782 | 0.99643 | 1.2925 | 1.5911
| 10805 | 0 | 0 | 0 | 0 | 0 | 0 | 0 | 0 | 0 | 0 | 0 | 0 | 0 | 0 | 0 | 0 | 0 | 0 | 0 | 0 | 0 | 0 | 0 | 0 | 0 | 0 | 0 | 0 | 0 | 0 | 1e-07 | 0 | 0 | 0 | 0 | 0 | 0 | 0 | 0 | 1e-07 | 0 | 0 | 1e-07 | 0 | 0 | 0 | 0 | 0 | 0 | 0 | 1e-07 | 2e-07 | 0 | 0 | 2e-07
| 10870 | 0 | 0 | 0 | 0 | 0 | 0 | 0 | 0 | 0 | 0 | 0 | 0 | 0 | 0 | 0 | 0 | 0 | 0 | 0 | 0 | 0 | 0 | 0 | 0 | 0 | 0 | 0 | 0 | 0 | 0 | 0 | 0 | 0 | 0 | 0 | 0 | 0 | 0 | 0 | 0 | 0 | 0 | 0 | 0 | 0 | 0 | 0 | 0 | 0 | 0 | 0 | 0 | 0 | 0 | 0
| 50094 | 0 | 0 | 0 | 0 | 0 | 0 | 0 | 0 | 0 | 0 | 0 | 0 | 0 | 0 | 0 | 0 | 0 | 0 | 0 | 0 | 0 | 0 | 0 | 0 | 0 | 0 | 0 | 0 | 0 | 0 | 0 | 0 | 0 | 0 | 0 | 0 | 0 | 0 | 0 | 0 | 0 | 0 | 0 | 0 | 0 | 0 | 0 | 0 | 0 | 0 | 0 | 0 | 0 | 0 | 0
| 50215 | 0 | 0 | 0 | 0 | 0 | 0 | 0 | 0 | 0 | 0 | 0 | 0 | 0 | 0 | 0 | 0 | 0 | 0 | 0 | 0 | 0 | 0 | 0 | 0 | 0 | 0 | 0 | 0 | 0 | 0 | 0 | 0 | 0 | 0 | 0 | 0 | 0 | 0 | 0 | 0 | 0 | 0 | 0 | 0 | 0 | 0 | 0 | 0 | 0 | 0 | 0 | 0 | 0 | 0 | 0
| 50279 | -0.0033586 | 0.001663 | 0 | 0.0013993 | 0.012094 | 0.075507 | 0.082108 | 0.078611 | 0 | 0.0029295 | 0.0030997 | 0 | 0 | 0 | 0 | 0.015525 | 0.015967 | 0.090523 | 0.036553 | 0.00933 | 0.0019858 | 0.051764 | 0.0031013 | 0.0099582 | 0.026922 | 0.0016667 | 0.0015365 | 0.026429 | 0.030871 | 0.067511 | 0.12076 | 0.071434 | -0.00099826 | 0.031005 | 0.00056187 | 0.013348 | 0.02185 | 0.016644 | 0.013849 | 0.074815 | 0.028301 | 0.057943 | 0.069151 | 0.042719 | -0.0077877 | 0.013238 | 0 | 0.028351 | 0.25405 | 0.23471 | 0.39104 | 0.35907 | 0.27375 | 0.29064 | 0.45908
| 50373 | 0 | 0 | 0 | 0 | 0 | 0 | 0 | 0 | 0 | 0 | 0 | 0 | 0 | 0 | 0 | 0 | 0 | 0 | 0 | 0 | 0 | 0 | 0 | 0 | 0 | 0 | 0 | 0 | 0 | 0 | 0 | 0 | 0 | 0 | 0 | 0 | 0 | 0 | 0 | 0 | 0 | 0 | 0 | 0 | 0 | 0 | 0 | 0 | 0 | 0 | 0 | 0 | 0 | 0 | 0
| 50385 | 0 | 0 | 0 | 1e-06 | 0 | 1e-06 | 0 | 1e-06 | 0 | 1e-06 | 0 | 0 | 0 | 0 | 0 | 1e-06 | 0 | 0 | 0 | 1e-06 | 0 | 0 | 0 | 0 | 0 | 0 | 0 | 0 | 1e-06 | 1e-06 | 0 | 1e-06 | 0 | 0 | 0 | 0 | 0 | 0 | 0 | 1e-06 | 1e-06 | 1e-06 | 0 | 0 | 0 | 0 | 0 | 0 | 4e-06 | 2e-06 | 3e-06 | 3e-06 | 4e-06 | 2e-06 | 4e-06
| 50411 | 0 | 0 | 0 | 0 | 0 | 0 | 0 | 0 | 0 | 0 | 0 | 0 | 0 | 0 | 0 | 0 | 0 | 0 | 0 | 0 | 0 | 0 | 0 | 0 | 0 | 0 | 0 | 0 | 0 | 0 | 0 | 0 | 0 | 0 | 0 | 0 | 0 | 0 | 0 | 0 | 0 | 0 | 0 | 0 | 0 | 0 | 0 | 0 | 0 | 0 | 0 | 0 | 0 | 0 | 0
| 50463 | 0 | 0 | 0 | 0 | 0 | 0 | 0 | 0 | 0 | 0 | 0 | 0 | 0 | 0 | 0 | 0 | 0 | 0 | 0 | 0 | 0 | 0 | 0 | 0 | 0 | 0 | 0 | 0 | 0 | 0 | 0 | 0 | 0 | 0 | 0 | 0 | 0 | 0 | 0 | 0 | 0 | 0 | 0 | 0 | 0 | 0 | 0 | 0 | 0 | 0 | 0 | 0 | 0 | 0 | 0
| 50497 | 2e-07 | 1e-07 | 0 | 0 | 0 | 1e-07 | 1e-06 | 0 | 0 | 0 | 1e-07 | 1e-07 | 1e-07 | 1e-07 | 0 | 0 | 0 | 1e-07 | 0 | 0 | 0 | 0 | 0 | 1e-07 | 1e-07 | 0 | 0 | 1e-07 | 0 | 1e-07 | 1e-06 | 0 | 0 | 0 | 1e-07 | 1e-07 | 1e-07 | 1e-07 | 0 | 0 | 0 | 1e-07 | 0 | 0 | 0 | 0 | 1e-07 | 1e-07 | 1.6e-06 | 4e-07 | 1.5e-06 | 5e-07 | 1.5e-06 | 4e-07 | 1.5e-06
| 50561 | 0.16772 | 0 | 1.3419 | 2.5712 | 4.4702 | 4.9324 | 4.4059 | 5.0886 | 4.3882 | 5.7738 | 2.7167 | 0.96142 | 0.72268 | 0.30722 | 2.3308 | 6.1696 | 4.5428 | 4.9856 | 4.1394 | 4.6564 | 4.8155 | 6.9522 | 2.8392 | 1.9094 | 1.0332 | 1.239 | 2.4615 | 4.9383 | 5.1131 | 5.3401 | 4.3759 | 4.6418 | 4.4999 | 5.0958 | 2.186 | 2.2747 | 2.0259 | 1.6959 | 4.5484 | 5.43 | 5.7757 | 5.6024 | 4.2435 | 4.4452 | 5.152 | 7.7805 | 2.5232 | 2.2202 | 36.818 | 44.3708 | 43.1994 | 51.4428 | 42.3401 | 45.0828 | 47.8901
| 50611 | 0.0012094 | 0 | 0 | 0.0007795 | 0.0073668 | 0.017556 | 0.0030269 | 0.0015135 | 0.024731 | 0.001373 | 0.0014291 | 0.0036183 | 0.0012103 | 0 | 0 | 0.0002623 | 0.0044203 | 0.015135 | 0.0027242 | 0.0012107 | 0.017429 | 0 | 0.0008579 | 0.0012024 | 0.000605 | 0 | 0 | 0 | 0.0015981 | 0.017244 | 0.0021189 | 0.0003026 | 0.017458 | 0.0005539 | 0 | 0 | 0 | 0 | 0 | 0 | 0.0008063 | 0.013315 | 0.0006054 | 0.0003026 | 0.014025 | 0 | 0 | 0 | 0.062604 | 0.044452 | 0.03988 | 0.029055 | 0.059141 | 0.040762 | 0.038484
| 50628 | 0 | 0 | 0.0090055 | 0.039886 | 0.041364 | 0.043021 | 0.067687 | 0.076905 | 0.033388 | 0.031742 | 0.02715 | 0.0017142 | 0.0011468 | 0.0011437 | 0.026001 | 0.025336 | 0.034831 | 0.05023 | 0.077698 | 0.090986 | 0.036947 | 0.032294 | 0.038069 | 0.022216 | 0.0011464 | 0.0034334 | 0.015449 | 0.030337 | 0.047178 | 0.047009 | 0.079938 | 0.091205 | 0.046852 | 0.039429 | 0.025385 | 0.029218 | 0.0097496 | 0.0057136 | 0.019651 | 0.052718 | 0.048061 | 0.062509 | 0.074748 | 0.088337 | 0.037008 | 0.037211 | 0.02324 | 0.041799 | 0.37186 | 0.4369 | 0.45658 | 0.50074 | 0.37007 | 0.44598 | 0.49493
| 50657 | 0 | 0 | 0 | 0 | 0 | 0 | 0 | 0 | 0 | 0 | 0 | 0 | 0 | 0 | 0 | 0 | 0 | 0 | 0 | 0 | 0 | 0 | 0 | 0 | 0 | 0 | 0 | 0 | 0 | 0 | 0 | 0 | 0 | 0 | 0 | 0 | 0 | 0 | 0 | 0 | 0 | 0 | 0 | 0 | 0 | 0 | 0 | 0 | 0 | 0 | 0 | 0 | 0 | 0 | 0
| 50776 | 0.037573 | 0 | 0 | 0.059278 | 0.062415 | 0.041217 | 0.050547 | 0.10462 | 0.056046 | 0.055523 | 0.10369 | 0.031341 | 0.025752 | 0 | 0 | 0.034267 | 0.070854 | 0.097271 | -0.00965 | 0.041262 | 0.082683 | 0.09467 | 0.012276 | 0.026196 | 0.018121 | 0 | 0 | 0.053434 | 0.099561 | 0.067556 | 0.013411 | 0.001226 | 0.13215 | 0.006034 | 0 | 0.003293 | 0 | 0 | 0 | 0 | 0.032207 | 0.11799 | 0.024248 | 0.022101 | 0.098061 | 0 | 0 | 0.000798 | 0.60225 | 0.47558 | 0.39479 | 0.29541 | 0.57386 | 0.51582 | 0.25588
| 50799 | 0.63695 | 0.51282 | 0.0068256 | 0.019973 | 0.040814 | 0.12595 | 0.13139 | 0.19898 | 0.028604 | 0.042765 | 0.017616 | 0 | 0.41623 | 0.249 | 0.01306 | 0.038004 | 0.042204 | 0.16078 | 0.18158 | 0.21405 | 0.044219 | 0.080321 | 0.029557 | 0.023423 | 0.64526 | 0.39978 | 0.010554 | 0.037509 | 0.064768 | 0.13326 | 0.232 | 0.20264 | 0.060142 | 0.07559 | 0.021721 | 0.071609 | 1.0251 | 0.76834 | 0.038634 | 0.075536 | 0.082636 | 0.14013 | 0.20092 | 0.16705 | 0.040234 | 0.063594 | 0.00519 | 0.09203 | 1.7627 | 1.4924 | 1.9548 | 2.6994 | 1.3038 | 1.8918 | 2.7872
| 50852 | 0.25534 | 0.15367 | 0 | 0.019861 | 0.029043 | 0.055785 | 0.076309 | 0.1053 | 0.044071 | 0.039229 | 0.0183 | 0.002971 | 0.17578 | 0.081612 | 0.027056 | 0.029243 | 0.04051 | 0.073926 | 0.098936 | 0.11495 | 0.053495 | 0.035616 | 0.02678 | 0.028317 | 0.30672 | 0.19165 | 0.00996 | 0.023621 | 0.045039 | 0.066861 | 0.10036 | 0.10168 | 0.065183 | 0.04717 | 0.025724 | 0.043556 | 0.65159 | 0.5431 | 0.034315 | 0.0438 | 0.06421 | 0.074869 | 0.10481 | 0.095459 | 0.045571 | 0.051328 | 0.020426 | 0.05568 | 0.79988 | 0.78622 | 1.0275 | 1.7852 | 0.69617 | 1.009 | 1.7876
| 50859 | 0 | 0 | 0 | 0 | 0 | 0 | 0 | 0 | 0 | 0 | 0 | 0 | 0 | 0 | 0 | 0 | 0 | 0 | 0 | 0 | 0 | 0 | 0 | 0 | 0 | 0 | 0 | 0 | 0 | 0 | 0 | 0 | 0 | 0 | 0 | 0 | 0 | 0 | 0 | 0 | 0 | 0 | 0 | 0 | 0 | 0 | 0 | 0 | 0 | 0 | 0 | 0 | 0 | 0 | 0
| 50885 | 0 | 0 | 0 | 0 | 0 | 0 | 0 | 0 | 0 | 0 | 0 | 0 | 0 | 0 | 0 | 0 | 0 | 0 | 0 | 0 | 0 | 0 | 0 | 0 | 0 | 0 | 0 | 0 | 0 | 0 | 0 | 0 | 0 | 0 | 0 | 0 | 0 | 0 | 0 | 0 | 0 | 0 | 0 | 0 | 0 | 0 | 0 | 0 | 0 | 0 | 0 | 0 | 0 | 0 | 0
| 50888 | 0 | 0 | 0 | 0 | 0 | 0 | 0 | 0 | 0 | 0 | 0 | 0 | 0 | 0 | 0 | 0 | 0 | 0 | 0 | 0 | 0 | 0 | 0 | 0 | 0 | 0 | 0 | 0 | 0 | 0 | 0 | 0 | 0 | 0 | 0 | 0 | 0 | 0 | 0 | 0 | 0 | 0 | 0 | 0 | 0 | 0 | 0 | 0 | 0 | 0 | 0 | 0 | 0 | 0 | 0
| 50960 | 0 | 0 | 0 | 0 | 0 | 0 | 0 | 0 | 0 | 0 | 0 | 0 | 0 | 0 | 0 | 0 | 0 | 0 | 0 | 0 | 0 | 0 | 0 | 0 | 0 | 0 | 0 | 0 | 0 | 0 | 0 | 0 | 0 | 0 | 0 | 0 | 0 | 0 | 0 | 0 | 0 | 0 | 0 | 0 | 0 | 0 | 0 | 0 | 0 | 0 | 0 | 0 | 0 | 0 | 0
| 50974 | 0 | 0 | 0 | 0 | 0 | 0 | 0 | 0 | 0 | 0 | 0 | 0 | 0 | 0 | 0 | 0 | 0 | 0 | 0 | 0 | 0 | 0 | 0 | 0 | 0 | 0 | 0 | 0 | 0 | 0 | 0 | 0 | 0 | 0 | 0 | 0 | 0 | 0 | 0 | 0 | 0 | 0 | 0 | 0 | 0 | 0 | 0 | 0 | 0 | 0 | 0 | 0 | 0 | 0 | 0
| 52149 | 0 | 0 | 0 | 0 | 0 | 0 | 0 | 0 | 0 | 0 | 0 | 0 | 0 | 0 | 0 | 0 | 0 | 0 | 0 | 0 | 0 | 0 | 0 | 0 | 0 | 0 | 0 | 0 | 0 | 0 | 0 | 0 | 0 | 0 | 0 | 0 | 0 | 0 | 0 | 0 | 0 | 0 | 0 | 0 | 0 | 0 | 0 | 0 | 0 | 0 | 0 | 0 | 0 | 0 | 0
| 52193 | 2e-07 | 0 | 0 | 0 | 0 | 0 | 0 | 0 | 0 | 0 | 0 | 0 | 0 | 0 | 0 | 0 | 0 | 0 | 0 | 0 | 0 | 0 | 0 | 0 | 2e-07 | 0 | 0 | 0 | 0 | 0 | 0 | 0 | 0 | 0 | 0 | 0 | 0 | 0 | 0 | 0 | 0 | 0 | 0 | 0 | 0 | 0 | 0 | 0 | 2e-07 | 0 | 2e-07 | 0 | 0 | 2e-07 | 0
| 54250 | 0 | 0 | 0 | 0 | 0 | 0 | 0 | 0 | 0 | 0 | 0 | 0 | 0 | 0 | 0 | 0 | 0 | 0 | 0 | 0 | 0 | 0 | 0 | 0 | 0 | 0 | 0 | 0 | 0 | 0 | 0 | 0 | 0 | 0 | 0 | 0 | 0 | 0 | 0 | 0 | 0 | 0 | 0 | 0 | 0 | 0 | 0 | 0 | 0 | 0 | 0 | 0 | 0 | 0 | 0
| 54333 | 0 | 0 | 0 | 0 | 0 | 0 | 1e-08 | 0 | 0 | 0 | 0 | 0 | 0 | 0 | 0 | 0 | 0 | 0 | 1e-08 | 0 | 0 | 0 | 0 | 0 | 0 | 0 | 0 | 0 | 0 | 0 | 1e-08 | 0 | 0 | 0 | 0 | 0 | 0 | 0 | 0 | 0 | 0 | 0 | 1e-08 | 0 | 0 | 0 | 0 | 0 | 1e-08 | 1e-08 | 1e-08 | 1e-08 | 1e-08 | 1e-08 | 1e-08
| 54569 | 0 | 0 | 0 | 0 | 0 | 0 | 0 | 0 | 0 | 0 | 0 | 0 | 0 | 0 | 0 | 0 | 0 | 0 | 0 | 0 | 0 | 0 | 0 | 0 | 0 | 0 | 0 | 0 | 0 | 0 | 0 | 0 | 0 | 0 | 0 | 0 | 0 | 0 | 0 | 0 | 0 | 0 | 0 | 0 | 0 | 0 | 0 | 0 | 0 | 0 | 0 | 0 | 0 | 0 | 0
| 54625 | 0 | 0 | 0 | 0 | 0 | 0 | 0 | 0 | 0 | 0 | 0 | 0 | 0 | 0 | 0 | 0 | 0 | 0 | 0 | 0 | 0 | 0 | 0 | 0 | 0 | 0 | 0 | 0 | 0 | 0 | 0 | 0 | 0 | 0 | 0 | 0 | 0 | 0 | 0 | 0 | 0 | 0 | 0 | 0 | 0 | 0 | 0 | 0 | 0 | 0 | 0 | 0 | 0 | 0 | 0
| 54634 | 0 | 0 | 0 | 0 | 0 | 0 | 0 | 0 | 0 | 0 | 0 | 0 | 0 | 0 | 0 | 0 | 0 | 0 | 0 | 0 | 0 | 0 | 0 | 0 | 0 | 0 | 0 | 0 | 0 | 0 | 0 | 0 | 0 | 0 | 0 | 0 | 0 | 0 | 0 | 0 | 0 | 0 | 0 | 0 | 0 | 0 | 0 | 0 | 0 | 0 | 0 | 0 | 0 | 0 | 0
| 54640 | 0 | 0 | 0.097589 | 0.37861 | 0.37522 | 0.38247 | 0.47158 | 0.55033 | 0.41024 | 0.27786 | 0.18041 | 0.097434 | 0.1283 | 0.023789 | 0.17352 | 0.29649 | 0.3972 | 0.43456 | 0.53445 | 0.67861 | 0.40368 | 0.38125 | 0.22579 | 0.19906 | 0.13559 | 0.078421 | 0.15299 | 0.65221 | 0.44247 | 0.42573 | 0.54114 | 0.57334 | 0.45055 | 0.33393 | 0.26854 | 0.25167 | 0.24521 | 0.24139 | 0.37127 | 0.93812 | 0.53994 | 0.50555 | 0.56961 | 0.59094 | 0.5082 | 0.45941 | 0.2742 | 0.28566 | 3.2217 | 3.8767 | 4.3066 | 5.5295 | 3.3896 | 4.3191 | 5.1808
| 54693 | -0.0079686 | 0 | 0.0044495 | 0.058336 | 0.026168 | 0.071488 | 0.1055 | 0.038669 | 0.053482 | 0.029819 | 0.044253 | 0.0077615 | 0.089993 | 0.059589 | 0.053849 | 0.041101 | 0.07337 | 0.089912 | 0.081966 | 0.057005 | 0.069772 | 0.068755 | 0.037305 | 0.051457 | 0.056457 | 0.023331 | 0.013564 | 0.034973 | 0.036124 | 0.043385 | 0.060649 | 0.046071 | 0.022526 | 0.026904 | 0.020851 | 0.049389 | 0.098072 | 0.083962 | 0.026971 | 0.068053 | 0.034746 | 0.030373 | 0.058328 | 0.039704 | -0.001495 | 0.032836 | 0.023196 | 0.055316 | 0.43196 | 0.77407 | 0.43422 | 0.55006 | 0.66887 | 0.62062 | 0.58158
| 54708 | 0 | 0 | 0 | 0 | 0 | 0 | 0 | 0 | 0 | 0 | 0 | 0 | 0 | 0 | 0 | 0 | 0 | 0 | 0 | 0 | 0 | 0 | 0 | 0 | 0 | 0 | 0 | 0 | 0 | 0 | 0 | 0 | 0 | 0 | 0 | 0 | 0 | 0 | 0 | 0 | 0 | 0 | 0 | 0 | 0 | 0 | 0 | 0 | 0 | 0 | 0 | 0 | 0 | 0 | 0
| 54746 | 0 | 0 | 0 | 0 | 0 | 0 | 0 | 0 | 0 | 0 | 0 | 0 | 0 | 0 | 0 | 0 | 0 | 0 | 0 | 0 | 0 | 0 | 0 | 0 | 0 | 0 | 0 | 0 | 0 | 0 | 0 | 0 | 0 | 0 | 0 | 0 | 0 | 0 | 0 | 0 | 0 | 0 | 0 | 0 | 0 | 0 | 0 | 0 | 0 | 0 | 0 | 0 | 0 | 0 | 0
| 54785 | 0 | 0 | 0 | 0 | 0 | 0 | 0 | 0 | 1e-06 | 0 | 0 | 0 | 1e-06 | 0 | 0 | 0 | 0 | 0 | 0 | 0 | 1e-06 | 0 | 0 | 0 | 0 | 1e-06 | 0 | 0 | 0 | 0 | 0 | 0 | 1e-06 | 0 | 0 | 0 | 0 | 0 | 0 | 0 | 0 | 0 | 0 | 0 | 1e-06 | 0 | 0 | 0 | 1e-06 | 2e-06 | 2e-06 | 1e-06 | 2e-06 | 2e-06 | 1e-06
| 54795 | 0 | 0 | 0 | 0 | 0 | 0 | 0 | 0 | 0 | 0 | 0 | 0 | 0 | 0 | 0 | 0 | 0 | 0 | 0 | 0 | 0 | 0 | 0 | 0 | 0 | 0 | 0 | 0 | 0 | 0 | 0 | 0 | 0 | 0 | 0 | 0 | 0 | 0 | 0 | 0 | 0 | 0 | 0 | 0 | 0 | 0 | 0 | 0 | 0 | 0 | 0 | 0 | 0 | 0 | 0
| 54829 | 0 | 0 | 0 | 0 | 0 | 0 | 0 | 0 | 0 | 0 | 0 | 0 | 0 | 0 | 0 | 0 | 0 | 0 | 0 | 0 | 0 | 0 | 0 | 0 | 0 | 0 | 0 | 0 | 0 | 0 | 0 | 0 | 0 | 0 | 0 | 0 | 0 | 0 | 0 | 0 | 0 | 0 | 0 | 0 | 0 | 0 | 0 | 0 | 0 | 0 | 0 | 0 | 0 | 0 | 0
| 54832 | 0.019172 | 0.008373 | 0.13298 | 0.13982 | -0.005866 | -0.069233 | 0.023797 | -0.002895 | -0.025076 | -0.020355 | 0.11688 | 0.093231 | 0.13873 | 0.038067 | 0.097783 | 0.036954 | 0.003328 | -0.010651 | 0.025675 | 0.027771 | -0.004155 | 0.020561 | 0.10947 | 0.14731 | 0.011028 | 0.007669 | -0.018736 | 0.021485 | -0.03565 | -0.042057 | -0.030515 | -0.019187 | -0.070342 | -0.040223 | -0.079442 | 0.066148 | 0.058862 | 0.046743 | -0.063904 | -0.028022 | -0.027846 | -0.066771 | -0.058776 | -0.075323 | -0.08341 | -0.070886 | -0.1519 | -0.088352 | 0.41083 | 0.63085 | -0.22982 | -0.60959 | 0.43121 | 0.30178 | -0.22978
| 54934 | 0 | 0 | 0 | 0 | 0 | 0 | 0 | 0 | 0 | 0 | 0 | 0 | 0 | 0 | 0 | 0 | 0 | 0 | 0 | 0 | 7e-07 | 0 | 0 | 0 | 0 | 0 | 0 | 0 | 0 | 0 | 0 | 0 | 0 | 0 | 0 | 0 | 0 | 0 | 0 | 0 | 0 | 0 | 0 | 0 | 0 | 0 | 0 | 0 | 0 | 7e-07 | 0 | 0 | 0 | 7e-07 | 0
| 54980 | 0 | 0 | 0 | 0 | 6e-08 | 6e-08 | 6e-08 | 0 | 1.2e-07 | 0 | 0 | 0 | 0 | 0 | 0 | 0 | 6e-08 | 0 | 0 | 0 | 6e-08 | 0 | 0 | 0 | 0 | 0 | 0 | 0 | 6e-08 | 0 | 0 | 0 | 0 | 0 | 0 | 0 | 0 | 0 | 0 | 0 | 0 | 0 | 0 | 0 | 0 | 0 | 0 | 0 | 3e-07 | 1.2e-07 | 6e-08 | 0 | 3e-07 | 1.2e-07 | 0
| 55074 | 0 | 0 | 0 | 0 | 0 | 0 | 0 | 0 | 2e-07 | 0 | 0 | 0 | 0 | 0 | 0 | 0 | 0 | 0 | 0 | 0 | 0 | 0 | 0 | 0 | 0 | 0 | 0 | 0 | 0 | 0 | 0 | 0 | 0 | 0 | 0 | 0 | 0 | 0 | 0 | 0 | 0 | 0 | 0 | 0 | 0 | 0 | 0 | 0 | 2e-07 | 0 | 0 | 0 | 2e-07 | 0 | 0
| 55193 | 0.40038 | 0.39364 | 0.23308 | 0.1846 | 0.21176 | 0.16433 | 0.13399 | 0.1854 | 0.24542 | 0.36973 | 0.20535 | 0.54948 | 0.74163 | 0.61727 | 0.42245 | 0.21621 | 0.22458 | 0.27958 | -0.10842 | 0.050742 | 0.16912 | 0.23167 | 0.30886 | 0.73169 | 0.38547 | 0.35463 | 0.5781 | 0.29441 | 0.25095 | 0.18724 | -0.059066 | -0.14353 | 0.17659 | 0.13236 | 0.25187 | 0.34474 | 0.37691 | 0.41711 | 0.40867 | 0.13807 | 0.1744 | 0.32142 | -0.010856 | 0.051967 | 0.31466 | 0.22949 | 0.48822 | 0.61993 | 3.2772 | 3.8854 | 2.7538 | 3.53 | 4.0758 | 3.5268 | 2.4054
| 55231 | 2.114 | 1.9754 | 0.77207 | 0.72286 | 0.87509 | 1.5687 | 1.1875 | 1.2302 | 1.7727 | 0.87656 | 1.4438 | 1.44 | 0.90476 | 0.94115 | 0.85898 | 0.50412 | 0.8909 | 1.4788 | 0.83939 | 1.2891 | 1.6541 | 0.50338 | 1.2386 | 2.143 | 0.56188 | 0.59328 | 0.75322 | 0.76362 | 0.78604 | 1.4494 | 0.89792 | 0.86864 | 1.8009 | 0.91232 | 1.5791 | 1.6323 | 0.76313 | 0.81883 | 0.56306 | 0.84487 | 1.0038 | 1.4515 | 0.77318 | 0.84387 | 1.7968 | 0.60502 | 1.5589 | 1.7495 | 15.9788 | 13.2462 | 12.5986 | 12.7725 | 13.6193 | 12.6043 | 13.1343
| 55233 | 0.0036999 | 0.0048757 | 0 | 0 | 0.013455 | 0.11458 | 0.16027 | 0.14275 | 0 | 0.00085472 | 0 | 0 | 0 | -0.0017569 | 0 | 0.0032957 | 0.031388 | 0.17705 | 0.141 | 0.16401 | 0.026789 | 0.07793 | 0 | 0 | 0.027579 | -0.0015394 | 0 | 0.011364 | 0.02798 | 0.049893 | 0.10049 | 0.080533 | 0.0082514 | 0.014694 | 0.0056343 | 0.0066797 | -0.029667 | 0.014752 | 0.032329 | 0.054502 | 0.023256 | 0.017463 | 0.078825 | 0.056398 | 0.003508 | 0.016763 | -0.0036324 | 0.018545 | 0.44048 | 0.6197 | 0.33156 | 0.28304 | 0.45138 | 0.65215 | 0.36135
| 55239 | 1.5399 | 1.4479 | 0.50815 | 0.26661 | 0.4403 | 0.43979 | 0.3751 | 0.87349 | 1.1516 | 0.65414 | 0.7731 | 1.2904 | 1.1862 | 1.0719 | 0.87299 | 0.46762 | 0.50506 | 0.86017 | 0.85634 | 1.4453 | 1.4912 | 0.68756 | 1.0531 | 1.3313 | 1.331 | 1.341 | 1.1923 | 0.3869 | 0.66644 | 0.89554 | 0.41715 | 0.63248 | 1.0675 | 0.4466 | 0.86661 | 0.80169 | 1.161 | 1.0586 | 1.2348 | 0.44767 | 0.69149 | 1.1566 | 0.89065 | 1.3854 | 1.6404 | 0.92843 | 1.5536 | 1.1364 | 9.7605 | 11.8287 | 10.0452 | 13.2849 | 9.6614 | 12.6424 | 9.7211
| 55298 | 1.1413 | 0.99152 | 0.3652 | 0.31462 | 0.38381 | 0.77288 | 0.55076 | 0.65055 | 0.9138 | 0.48562 | 0.84819 | 0.68297 | 0.9671 | 0.83239 | 0.40969 | 0.18832 | 0.41734 | 0.76124 | 0.43664 | 0.70743 | 0.93458 | 0.33004 | 0.73786 | 1.0096 | 0.65265 | 0.63969 | 0.54811 | 0.27768 | 0.41225 | 0.66593 | 0.48414 | 0.48428 | 0.7717 | 0.43237 | 0.67685 | 0.76962 | 0.50828 | 0.51013 | 0.37708 | 0.33935 | 0.45879 | 0.73962 | 0.3896 | 0.48579 | 0.90799 | 0.43271 | 0.83832 | 0.90567 | 8.1012 | 7.7323 | 6.8153 | 6.8933 | 7.7196 | 7.4478 | 6.4785
| 55337 | 0.59081 | 0.604 | 0.36218 | 0.1049 | 0.23867 | 0.54221 | 0.23268 | 0.24272 | 0.55973 | 0.086866 | 0.12342 | 0.61617 | 0.73551 | 0.6503 | 0.044424 | 0.086049 | 0.27563 | 0.47947 | 0.18187 | 0.10471 | 0.48511 | 0.022806 | 0.07261 | 0.28995 | 0.57607 | 0.73679 | 0.021873 | 0.033604 | 0.123 | 0.53394 | 0.17338 | 0.12685 | 0.61938 | 0.11826 | 0.068851 | 0.20123 | 0.33468 | 0.26218 | 0.006358 | 0.042319 | 0.11058 | 0.43197 | 0.074244 | 0.035465 | 0.53058 | 0.024449 | 0.026244 | 0.095458 | 4.3044 | 3.4284 | 3.3332 | 1.9745 | 4.1957 | 3.1279 | 2.598
| 55381 | 0.020349 | 0 | 0 | 0 | 0 | 0 | 0.12078 | 0.060133 | 0 | 0 | 0 | 0 | 0 | 0 | 0 | 0 | 0 | 0 | 1.0736 | 0.441 | 0 | 0 | 0 | 0 | 0.29281 | 0 | 0 | 0 | 0 | 0 | 1.0846 | 0.83045 | 0 | 0 | 0 | 0 | 0 | 0 | 0 | 0 | 0 | 0 | 1.4263 | 0.80752 | 0 | 0 | 0 | 0 | 0.20126 | 1.5146 | 2.2079 | 2.2339 | 0.18092 | 1.8074 | 1.9151
| 55524 | 0.39213 | 0.42016 | 0.91598 | 0.78439 | 1.3683 | 3.5941 | 2.3928 | 4.2974 | 5.092 | 2.6494 | 2.8635 | 1.809 | 1.1439 | 0.93737 | 1.937 | 1.2142 | 2.5064 | 5.1033 | 3.6261 | 6.4417 | 6.6317 | 2.5825 | 4.008 | 2.6047 | 0.41357 | 0.36282 | 2.9368 | 1.0076 | 1.7538 | 4.587 | 2.8178 | 5.7817 | 5.1448 | 2.9573 | 3.5701 | 2.894 | 1.3495 | 1.0519 | 3.9983 | 1.775 | 3.0437 | 6.3011 | 4.6427 | 8.4763 | 6.581 | 4.5377 | 4.8881 | 3.9857 | 26.5791 | 38.737 | 34.2273 | 50.6308 | 30.4371 | 37.4727 | 38.971
| 55667 | 0.75831 | 0.51956 | 0.22189 | 0.29178 | 0.47872 | 1.0943 | 0.62143 | 0.40707 | 1.2947 | 0.29487 | 0.2065 | 0.41814 | 0.42452 | 0.25005 | 0.1767 | 0.47986 | 0.55819 | 0.91539 | 0.3916 | 0.43942 | 0.82616 | 0.42977 | 0.149 | 0.32247 | 0.7892 | 0.56557 | 0.1193 | 0.39603 | 0.38684 | 1.0348 | 0.41657 | 0.44903 | 0.88204 | 0.41004 | 0.20028 | 0.36832 | 0.44066 | 0.22487 | 0.23193 | 0.26105 | 0.39035 | 0.85995 | 0.32948 | 0.32964 | 0.94501 | 0.34505 | 0.12481 | 0.32339 | 6.6073 | 5.3631 | 6.018 | 4.8062 | 6.2263 | 5.7308 | 5.3099
| 55690 | 1.8748 | 1.4307 | 0.6532 | 0.22099 | 0.38349 | 0.52953 | 0.59966 | 1.1791 | 1.4979 | 0.55473 | 0.64407 | 1.7651 | 2.9606 | 2.7511 | 1.6728 | 0.70203 | 0.63552 | 1.0461 | -1.0322 | 0.75234 | 1.7195 | 0.62949 | 1.3338 | 1.66 | 0.87751 | 0.89124 | 1.0818 | 0.40683 | 0.49445 | 0.84172 | -1.5106 | -1.029 | 1.4409 | 0.56021 | 1.2062 | 1.0985 | 1.1993 | 1.1168 | 1.1576 | 0.4883 | 0.82646 | 1.3859 | -1.1944 | 0.013645 | 2.3274 | 0.70978 | 1.7513 | 1.5943 | 11.3333 | 14.8311 | 6.3597 | 11.3765 | 15.4921 | 9.8609 | 7.3965
| 55765 | 0 | 0 | 0 | 0 | 0 | 0 | 0 | 0 | 0 | 0 | 0 | 0 | 0 | 0 | 0 | 0 | 0 | 0 | 0 | 0 | 0 | 0 | 0 | 0 | 0 | 0 | 0 | 0 | 0 | 0 | 0 | 0 | 0 | 0 | 0 | 0 | 0 | 0 | 0 | 0 | 0 | 0 | 0 | 0 | 0 | 0 | 0 | 0 | 0 | 0 | 0 | 0 | 0 | 0 | 0
| 55801 | 1.337 | 1.1842 | 0.41914 | 0.8768 | 0.9237 | 0.98186 | 0.75816 | 1.0295 | 1.789 | 1.7285 | 1.0478 | 1.1235 | 0.12221 | -0.042969 | 1.361 | 0.6019 | 0.9318 | 1.4397 | 0.99554 | 1.6287 | 1.7381 | 1.1882 | 1.2285 | 1.0628 | -0.31043 | -0.70674 | 1.6785 | 0.97224 | 1.2632 | 1.0131 | 0.82384 | 0.99786 | 1.2027 | 0.82524 | 1.0813 | 0.92338 | 0.50716 | 0.31699 | 1.359 | 0.92613 | 1.2984 | 1.4437 | 0.94689 | 1.5215 | 1.7102 | 1.5456 | 1.7449 | 1.6607 | 13.1992 | 12.2555 | 9.7642 | 14.9812 | 11.4324 | 12.1783 | 11.275
| 55885 | 0 | 0 | 0 | 0 | 0 | 0 | 0 | 0 | 0 | 0 | 0 | 0 | 0 | 0 | 0 | 0 | 0 | 0 | 0 | 0 | 1e-08 | 0 | 0 | 0 | 0 | 0 | 0 | 0 | 0 | 0 | 0 | 0 | 0 | 0 | 0 | 0 | 0 | 0 | 0 | 0 | 0 | 0 | 0 | 0 | 0 | 0 | 0 | 0 | 0 | 1e-08 | 0 | 0 | 0 | 1e-08 | 0
| 55938 | 0.15198 | 0 | 0 | 0 | 0.022028 | 0.019025 | 0.81479 | 0.53764 | 0 | 0 | 0 | 0 | 0 | 0 | 0 | 0 | 0.055711 | 0.079295 | 1.4474 | 0.66608 | 0 | 0 | 0 | 0 | 0.19304 | 0 | 0 | 0 | 0.03741 | 0.018949 | 1.3594 | 0.94288 | 0.020101 | 0 | 0 | 0 | 0 | 0 | 0 | 0.02522 | 0.029349 | 0.042279 | 1.1089 | 0.86403 | 0.0038605 | 0.0045019 | 0 | 0 | 1.5455 | 2.2485 | 2.5718 | 2.0781 | 1.4272 | 2.4232 | 2.3959
| 55964 | 0 | 0 | 0 | 0 | 0 | 0 | 0 | 0 | 0 | 0 | 0 | 0 | 0 | 0 | 0 | 0 | 0 | 0 | 0 | 0 | 4e-07 | 0 | 0 | 0 | 0 | 0 | 0 | 0 | 0 | 0 | 0 | 0 | 0 | 0 | 0 | 0 | 0 | 0 | 0 | 0 | 0 | 0 | 0 | 0 | 0 | 0 | 0 | 0 | 0 | 4e-07 | 0 | 0 | 0 | 4e-07 | 0
| 55976 | 0.43567 | 0.4786 | 0.56417 | 0.14975 | 0.14995 | -0.13688 | 0.02038 | -0.01873 | -0.12196 | 0.035048 | -0.02093 | 0.21041 | 0.15711 | 0.35477 | 0.07218 | 0.090494 | 0.14767 | -0.13125 | 0.01201 | -0.03485 | -0.13776 | -0.001667 | -0.081306 | 0.05436 | 0.22311 | 0.34913 | -0.052227 | 0.009405 | 0.10354 | -0.2253 | -0.04296 | -0.03336 | -0.1444 | -0.026215 | -0.069279 | 0.0407 | 0.22455 | 0.22973 | -0.21448 | -0.042801 | -0.010295 | -0.14252 | -0.04957 | -0.07228 | -0.22386 | -0.10813 | -0.17995 | -0.09842 | 1.7455 | 0.50177 | 0.13215 | -0.68802 | 0.78957 | 0.3125 | -0.31411
| 56038 | 0 | 0 | 0 | 0 | 0 | 0 | 0 | 0 | 0 | 0 | 0 | 0 | 0 | 0 | 0 | 0 | 0 | 0 | 0 | 0 | 0 | 0 | 0 | 0 | 0 | 0 | 0 | 0 | 0 | 0 | 0 | 0 | 0 | 0 | 0 | 0 | 0 | 0 | 0 | 0 | 0 | 0 | 0 | 0 | 0 | 0 | 0 | 0 | 0 | 0 | 0 | 0 | 0 | 0 | 0
| 56050 | 0 | 0 | 0 | 0 | 0 | 0 | 0 | 0 | 0 | 0 | 0 | 0 | 0 | 0 | 0 | 0 | 0 | 0 | 0 | 0 | 0 | 0 | 0 | 0 | 0 | 0 | 0 | 0 | 0 | 0 | 0 | 0 | 0 | 0 | 0 | 0 | 0 | 0 | 0 | 0 | 0 | 0 | 0 | 0 | 0 | 0 | 0 | 0 | 0 | 0 | 0 | 0 | 0 | 0 | 0
| 56397 | 6.7286e-05 | 6.6729e-05 | 0 | 5.9698e-05 | 0.00038507 | 0.0019875 | 0.0017694 | 0.0021874 | 0 | 0.00018314 | 9.5297e-05 | 0 | 0 | 0 | 0.00015822 | 0.00050978 | 0.00048275 | 0.0021565 | 0.001062 | 0.00099644 | 0.0001861 | 0.0014683 | 0.00015887 | 0.00030899 | 0.00057205 | 8.8532e-05 | 9.5125e-05 | 0.00068434 | 0.00085894 | 0.0018957 | 0.0026948 | 0.0020017 | 0.00015061 | 0.00085841 | 0.00012688 | 0.0006485 | 0.00070915 | 0.00046733 | 0.00047488 | 0.001859 | 0.0010414 | 0.0015937 | 0.001782 | 0.0015286 | -0.00012513 | 0.00039772 | 3.173e-05 | 0.0010176 | 0.0068015 | 0.0074879 | 0.010676 | 0.010778 | 0.0073735 | 0.0086361 | 0.012928
| 56429 | 0 | 0 | 0 | 0 | 0 | 0 | 0 | 0 | 5e-08 | 0 | 0 | 0 | 0 | 0 | 0 | 0 | 0 | 0 | 0 | 0 | 0 | 0 | 0 | 0 | 0 | 0 | 0 | 0 | 0 | 0 | 0 | 0 | 0 | 0 | 0 | 0 | 0 | 0 | 0 | 0 | 0 | 0 | 0 | 0 | 0 | 0 | 0 | 0 | 5e-08 | 0 | 0 | 0 | 5e-08 | 0 | 0
| 56430 | 0 | 0 | 0 | 0 | 0 | 0 | 0 | 0 | 0 | 0 | 0 | 0 | 0 | 0 | 0 | 0 | 0 | 0 | 0 | 0 | 0 | 0 | 0 | 0 | 0 | 0 | 0 | 0 | 0 | 0 | 0 | 0 | 0 | 0 | 0 | 0 | 0 | 0 | 0 | 0 | 0 | 0 | 0 | 0 | 0 | 0 | 0 | 0 | 0 | 0 | 0 | 0 | 0 | 0 | 0
| 56510 | 0 | 0 | 0 | 0 | 0 | 0 | 0 | 0 | 0 | 0 | 0 | 0 | 0 | 0 | 0 | 0 | 0 | 0 | 0 | 0 | 0 | 0 | 0 | 0 | 0 | 0 | 0 | 0 | 0 | 0 | 0 | 0 | 0 | 0 | 0 | 0 | 0 | 0 | 0 | 0 | 0 | 0 | 0 | 0 | 0 | 0 | 0 | 0 | 0 | 0 | 0 | 0 | 0 | 0 | 0
| 56511 | 2e-07 | 0 | 0 | 0 | 0 | 0 | 0 | 0 | 0 | 0 | 0 | 0 | 2e-07 | 0 | 0 | 0 | 0 | 0 | 0 | 0 | 0 | 0 | 0 | 0 | 2e-07 | 0 | 0 | 0 | 0 | 0 | 0 | 0 | 0 | 0 | 0 | 0 | 0 | 0 | 0 | 0 | 0 | 0 | 0 | 0 | 0 | 0 | 0 | 0 | 2e-07 | 2e-07 | 2e-07 | 0 | 2e-07 | 2e-07 | 0
| 56512 | 0 | 0 | 0 | 0 | 0 | 0 | 0 | 0 | 0 | 0 | 0 | 0 | 0 | 0 | 0 | 0 | 0 | 0 | 0 | 0 | 0 | 0 | 0 | 0 | 0 | 0 | 0 | 0 | 0 | 0 | 0 | 0 | 0 | 0 | 0 | 0 | 0 | 0 | 0 | 0 | 0 | 0 | 0 | 0 | 0 | 0 | 0 | 0 | 0 | 0 | 0 | 0 | 0 | 0 | 0
| 56513 | 0 | 0 | 0 | 0 | 0 | 0 | 0 | 0 | 0 | 0 | 0 | 0 | 0 | 0 | 0 | 0 | 0 | 0 | 0 | 0 | 0 | 0 | 0 | 0 | 0 | 0 | 0 | 0 | 0 | 0 | 0 | 0 | 0 | 0 | 0 | 0 | 0 | 0 | 0 | 0 | 0 | 0 | 0 | 0 | 0 | 0 | 0 | 0 | 0 | 0 | 0 | 0 | 0 | 0 | 0
| 56571 | 0 | 0 | 0 | 0 | 0 | 0 | 0 | 0 | 0 | 0 | 0 | 0 | 0 | 0 | 0 | 0 | 0 | 0 | 0 | 0 | 0 | 0 | 0 | 0 | 0 | 0 | 0 | 0 | 0 | 0 | 0 | 0 | 0 | 0 | 0 | 0 | 0 | 0 | 0 | 0 | 0 | 0 | 0 | 0 | 0 | 0 | 0 | 0 | 0 | 0 | 0 | 0 | 0 | 0 | 0
| 56680 | 0 | 0 | 0 | 0 | 0 | 0 | 0 | 0 | 0 | 0 | 0 | 0 | 0 | 0 | 0 | 0 | 0 | 0 | 0 | 0 | 0 | 0 | 0 | 0 | 0 | 0 | 0 | 0 | 0 | 0 | 0 | 0 | 0 | 0 | 0 | 0 | 0 | 0 | 0 | 0 | 0 | 0 | 0 | 0 | 0 | 0 | 0 | 0 | 0 | 0 | 0 | 0 | 0 | 0 | 0
| 56690 | 0 | 0 | 0 | 0 | 0 | 0 | 0 | 0 | 0 | 0 | 0 | 0 | 0 | 0 | 0 | 0 | 0 | 0 | 0 | 0 | 0 | 0 | 0 | 0 | 0 | 0 | 0 | 0 | 0 | 0 | 0 | 0 | 0 | 0 | 0 | 0 | 0 | 0 | 0 | 0 | 0 | 0 | 0 | 0 | 0 | 0 | 0 | 0 | 0 | 0 | 0 | 0 | 0 | 0 | 0
| 56701 | 0 | 0 | 0 | 0 | 0 | 0 | 0 | 0 | 0 | 0 | 0 | 0 | 0 | 0 | 0 | 0 | 0 | 0 | 0 | 0 | 0 | 0 | 0 | 0 | 0 | 0 | 0 | 0 | 0 | 0 | 0 | 0 | 0 | 0 | 0 | 0 | 0 | 0 | 0 | 0 | 0 | 0 | 0 | 0 | 0 | 0 | 0 | 0 | 0 | 0 | 0 | 0 | 0 | 0 | 0
| 56846 | 0.41737 | 0.35275 | 0.17988 | 0.15519 | 0.22716 | 0.049238 | 0.20829 | 0.20643 | 0.15385 | 0.13481 | 0.13936 | 0.48188 | 0.4214 | 0.47179 | 0.17246 | 0.15902 | 0.07486 | 0.088387 | 0.18024 | 0.0472 | 0.089665 | 0.13818 | 0.033923 | 0.12403 | 0.19387 | 0.22764 | 0.09594 | 0.11934 | 0.075299 | 0.069663 | 0.08406 | 0.13206 | 0.041786 | 0.11623 | 0.081914 | 0.15781 | 0.30703 | 0.4153 | 0.064349 | 0.019351 | 0.051277 | 0.001205 | 0.04645 | 0.0122 | -0.079581 | 0.058951 | -0.066367 | 0.0711 | 2.7062 | 2.0012 | 1.3956 | 0.90126 | 2.6734 | 1.4137 | 1.5408
| 56850 | 0 | 0 | 0 | 0 | 0 | 0 | 0 | 0 | 0 | 0 | 0 | 0 | 0 | 0 | 0 | 0 | 2e-07 | 0 | 0 | 0 | 0 | 0 | 0 | 0 | 0 | 0 | 0 | 0 | 0 | 0 | 0 | 0 | 0 | 0 | 0 | 0 | 0 | 0 | 0 | 0 | 0 | 0 | 0 | 0 | 0 | 0 | 0 | 0 | 0 | 2e-07 | 0 | 0 | 2e-07 | 0 | 0
| 56873 | 0 | 0 | 0 | 0 | 1.1e-07 | 1.1e-07 | 0 | 0 | 1e-08 | 0 | 0 | 0 | 0 | 0 | 0 | 0 | 0 | 1.1e-07 | 0 | 0 | 2e-08 | 0 | 0 | 0 | 0 | 0 | 0 | 0 | 0 | 1.1e-07 | 0 | 0 | 2e-08 | 0 | 0 | 0 | 0 | 0 | 0 | 0 | 0 | 1.1e-07 | 0 | 0 | 1e-08 | 0 | 0 | 0 | 2.3e-07 | 1.3e-07 | 1.3e-07 | 1.2e-07 | 1.2e-07 | 1.3e-07 | 1.3e-07
| 56884 | 0 | 0 | 0 | 0 | 0 | 3e-07 | 0 | 0 | 0 | 0 | 0 | 0 | 0 | 0 | 0 | 0 | 0 | 3e-07 | 0 | 0 | 0 | 0 | 0 | 0 | 0 | 0 | 0 | 0 | 0 | 3e-07 | 0 | 0 | 0 | 0 | 0 | 0 | 0 | 0 | 0 | 0 | 0 | 3e-07 | 0 | 0 | 0 | 0 | 0 | 0 | 3e-07 | 3e-07 | 3e-07 | 3e-07 | 3e-07 | 3e-07 | 3e-07
| 56887 | 0 | 0 | 0 | 4e-07 | 0 | 0 | 0 | 0 | 0 | 0 | 0 | 0 | 0 | 0 | 0 | 0 | 0 | 0 | 0 | 0 | 0 | 0 | 0 | 0 | 0 | 0 | 0 | 0 | 0 | 0 | 0 | 0 | 0 | 0 | 0 | 0 | 0 | 0 | 0 | 0 | 0 | 0 | 0 | 0 | 0 | 0 | 0 | 0 | 4e-07 | 0 | 0 | 0 | 0 | 0 | 0
| 56890 | 0 | 0 | 0 | 0 | 0 | 0 | 0 | 0 | 0 | 0 | 0 | 1e-07 | 0 | 0 | 0 | 0 | 0 | 0 | 0 | 0 | 0 | 0 | 0 | 1e-07 | 0 | 0 | 0 | 0 | 0 | 0 | 0 | 0 | 0 | 0 | 0 | 0 | 0 | 0 | 0 | 0 | 0 | 0 | 0 | 0 | 0 | 0 | 0 | 0 | 1e-07 | 1e-07 | 0 | 0 | 1e-07 | 1e-07 | 0
| 56911 | 0 | 0 | 0 | 0 | 2e-07 | 0 | 0 | 0 | 2e-07 | 0 | 0 | 0 | 0 | 0 | 0 | 0 | 0 | 0 | 0 | 0 | 0 | 0 | 0 | 0 | 0 | 0 | 0 | 0 | 0 | 0 | 0 | 0 | 0 | 0 | 0 | 0 | 0 | 0 | 0 | 0 | 0 | 0 | 0 | 0 | 0 | 0 | 0 | 0 | 4e-07 | 0 | 0 | 0 | 2e-07 | 0 | 0
| 56957 | 0 | 0 | 0 | 0 | 5e-07 | 0 | 0 | 0 | 0 | 0 | 0 | 0 | 0 | 0 | 0 | 0 | 0 | 0 | 0 | 0 | 0 | 0 | 0 | 0 | 0 | 0 | 0 | 0 | 0 | 0 | 0 | 0 | 0 | 0 | 0 | 0 | 0 | 0 | 0 | 0 | 0 | 0 | 0 | 0 | 0 | 0 | 0 | 0 | 5e-07 | 0 | 0 | 0 | 0 | 0 | 0
| 56963 | 0.42075 | 0.35095 | 0.24379 | 0.17468 | 0.30808 | 0.516 | 0.41961 | 0.54193 | 0.64332 | 0.27546 | 0.31661 | 0.45349 | 0.49714 | 0.44313 | 0.35378 | 0.23165 | 0.60181 | 0.58945 | 0.62612 | 0.69164 | 0.67881 | 0.31679 | 0.5835 | 0.4618 | 0.49655 | 0.54371 | 0.43625 | 0.14104 | 0.32563 | 0.5974 | 0.49574 | 0.61671 | 0.64099 | 0.4549 | 0.61206 | 0.5662 | 0.45616 | 0.38004 | 0.56794 | 0.33332 | 0.40358 | 0.64872 | 0.71459 | 0.76616 | 0.72247 | 0.44071 | 0.69376 | 0.64787 | 4.6647 | 6.0756 | 5.9272 | 6.7753 | 5.2939 | 5.8913 | 6.125
| 57183 | 0 | 0 | 0 | 0 | 2e-07 | 0 | 0 | 0 | 0 | 0 | 0 | 0 | 0 | 0 | 0 | 0 | 0 | 0 | 0 | 0 | 0 | 0 | 0 | 0 | 0 | 0 | 0 | 0 | 0 | 0 | 0 | 0 | 0 | 0 | 0 | 0 | 0 | 0 | 0 | 0 | 0 | 0 | 0 | 0 | 0 | 0 | 0 | 0 | 2e-07 | 0 | 0 | 0 | 0 | 0 | 0
| 57349 | 0.60008 | 0.57886 | 0.29445 | 0.14531 | 0.54256 | 0.70662 | 0.54209 | 0.70585 | 0.61928 | 0.55509 | 0.43826 | 0.50304 | 0.9694 | 0.77571 | 0.41478 | 0.27887 | 0.68866 | 0.71732 | 0.66097 | 0.67511 | 0.61276 | 0.61643 | 0.66643 | 0.55223 | 0.84895 | 0.81686 | 0.52455 | 0.19282 | 0.51942 | 0.70098 | 0.68205 | 0.75437 | 0.67525 | 0.70488 | 0.70684 | 0.65357 | 0.81604 | 0.77452 | 0.73533 | 0.40153 | 0.56961 | 0.77819 | 0.70173 | 0.77562 | 0.75487 | 0.74511 | 0.77505 | 0.77423 | 6.2315 | 7.6287 | 7.7805 | 8.6018 | 7.1976 | 7.4038 | 8.175
| 57581 | 0 | 0 | 0 | 0 | 2e-07 | 0 | 0 | 0 | 0 | 0 | 0 | 0 | 0 | 0 | 0 | 0 | 0 | 0 | 0 | 0 | 0 | 0 | 0 | 0 | 0 | 0 | 0 | 0 | 0 | 0 | 0 | 0 | 0 | 0 | 0 | 0 | 0 | 0 | 0 | 0 | 0 | 0 | 0 | 0 | 0 | 0 | 0 | 0 | 2e-07 | 0 | 0 | 0 | 0 | 0 | 0
| 57582 | 0 | 0 | 0 | 0 | 0 | 0 | 0 | 0 | 0 | 0 | 0 | 0 | 0 | 0 | 0 | 0 | 2e-07 | 0 | 0 | 0 | 0 | 0 | 0 | 0 | 0 | 0 | 0 | 0 | 0 | 0 | 0 | 0 | 0 | 0 | 0 | 0 | 0 | 0 | 0 | 0 | 0 | 0 | 0 | 0 | 0 | 0 | 0 | 0 | 0 | 2e-07 | 0 | 0 | 2e-07 | 0 | 0
| 57788 | 0 | 0 | 0 | 0 | 0 | 0 | 0 | 0 | 0 | 0 | 0 | 0 | 0 | 0 | 0 | 0 | 0 | 0 | 0 | 0 | 0 | 0 | 0 | 0 | 0 | 0 | 0 | 0 | 0 | 0 | 0 | 0 | 0 | 0 | 0 | 0 | 0 | 0 | 0 | 0 | 0 | 0 | 0 | 0 | 0 | 0 | 0 | 0 | 0 | 0 | 0 | 0 | 0 | 0 | 0
| 57839 | 0.97574 | 0.85692 | 0.53604 | 0.36791 | 0.51957 | 0.98216 | 0.64732 | 1.2441 | 1.3245 | 0.39575 | 0.48124 | 1.3819 | 0.78404 | 0.86068 | 0.78897 | 0.59749 | 0.75875 | 1.2998 | 1.1455 | 1.5133 | 1.4918 | 0.77739 | 0.8713 | 0.90296 | 1.0665 | 1.2016 | 0.89316 | 0.39327 | 0.64904 | 1.193 | 0.85243 | 1.1285 | 1.2324 | 0.54046 | 0.79926 | 0.8022 | 0.91967 | 0.7838 | 1.1288 | 0.68425 | 0.92145 | 1.5398 | 1.324 | 1.5966 | 1.5962 | 0.8437 | 1.4611 | 1.0258 | 9.7132 | 11.792 | 10.7517 | 13.8253 | 10.2469 | 12.2056 | 10.9862
| 57843 | 0 | 0 | 0 | 0 | 0 | 0 | 0 | 0 | 1e-07 | 0 | 0 | 0 | 0 | 0 | 0 | 0 | 1e-07 | 0 | 0 | 0 | 0 | 0 | 0 | 0 | 0 | 0 | 0 | 0 | 0 | 0 | 0 | 0 | 0 | 0 | 0 | 0 | 0 | 0 | 0 | 0 | 0 | 0 | 0 | 0 | 0 | 0 | 0 | 0 | 1e-07 | 1e-07 | 0 | 0 | 2e-07 | 0 | 0
| 57845 | 2e-07 | 0 | 0 | 0 | 0 | 0 | 0 | 0 | 0 | 0 | 0 | 0 | 2e-07 | 0 | 0 | 0 | 0 | 0 | 0 | 0 | 0 | 0 | 0 | 0 | 2e-07 | 0 | 0 | 0 | 0 | 0 | 0 | 0 | 0 | 0 | 0 | 0 | 0 | 0 | 0 | 0 | 0 | 0 | 0 | 0 | 0 | 0 | 0 | 0 | 2e-07 | 2e-07 | 2e-07 | 0 | 2e-07 | 2e-07 | 0
| 57846 | 0 | 0 | 0 | 0 | 0 | 0 | 0 | 0 | 0 | 0 | 0 | 0 | 0 | 0 | 0 | 0 | 0 | 0 | 0 | 0 | 0 | 0 | 0 | 0 | 0 | 0 | 0 | 0 | 0 | 0 | 0 | 0 | 0 | 0 | 0 | 0 | 0 | 0 | 0 | 0 | 0 | 0 | 0 | 0 | 0 | 0 | 0 | 0 | 0 | 0 | 0 | 0 | 0 | 0 | 0
| 57847 | 0 | 0 | 0 | 0 | 0 | 0 | 0 | 0 | 0 | 0 | 0 | 0 | 0 | 0 | 0 | 0 | 0 | 0 | 0 | 0 | 0 | 0 | 0 | 0 | 0 | 0 | 0 | 0 | 0 | 0 | 0 | 0 | 0 | 0 | 0 | 0 | 0 | 0 | 0 | 0 | 0 | 0 | 0 | 0 | 0 | 0 | 0 | 0 | 0 | 0 | 0 | 0 | 0 | 0 | 0
| 57848 | 0 | 0 | 0 | 0 | 0 | 0 | 0 | 0 | 0 | 0 | 0 | 0 | 0 | 0 | 0 | 0 | 0 | 0 | 0 | 0 | 0 | 0 | 0 | 0 | 0 | 0 | 0 | 0 | 0 | 0 | 0 | 0 | 0 | 0 | 0 | 0 | 0 | 0 | 0 | 0 | 0 | 0 | 0 | 0 | 0 | 0 | 0 | 0 | 0 | 0 | 0 | 0 | 0 | 0 | 0
| 58051 | 0 | 0 | 0 | 0 | 0 | 0 | 0 | 0 | 0 | 0 | 0 | 0 | 0 | 0 | 0 | 0 | 0 | 0 | 0 | 0 | 0 | 0 | 0 | 0 | 0 | 0 | 0 | 0 | 0 | 0 | 0 | 0 | 0 | 0 | 0 | 0 | 0 | 0 | 0 | 0 | 0 | 0 | 0.0011598 | 0.0011664 | 0 | 0 | 0 | 0 | 0 | 0 | 0 | 0.0023262 | 0 | 0 | 0
| 58079 | 0.27433 | 0.14299 | 1.2216 | 0.53179 | 1.0953 | 1.2659 | 1.0077 | 1.4113 | 1.6611 | 1.5737 | 2.0195 | 1.7181 | 1.2003 | 1.0558 | 1.3404 | 0.72397 | 1.6157 | 1.5032 | 1.2785 | 1.7038 | 1.8396 | 1.2114 | 2.2309 | 2.5443 | 0.67446 | 0.96579 | 1.7431 | 0.5732 | 1.2367 | 1.3582 | 1.1918 | 1.3126 | 1.4588 | 1.0784 | 1.9855 | 1.5739 | 0.88571 | 0.77335 | 1.6852 | 0.79792 | 1.2801 | 1.848 | 1.4263 | 1.5158 | 2.4077 | 1.4666 | 2.1199 | 1.782 | 13.9235 | 18.2481 | 15.1525 | 17.9885 | 16.5937 | 17.5051 | 15.3815
| 58110 | 0.00059832 | 0 | 0 | 0 | 0 | 0 | 0.0027715 | 0.0013483 | 0 | 0 | 0 | 0 | 0 | 0 | 0 | 0 | 0 | 0 | 0.0074156 | 0.0036704 | 0 | 0 | 0 | 0 | 0.0015714 | 0 | 0 | 0 | 0 | 0 | 0.005543 | 0.0057995 | 0.00014903 | 0 | 0 | 0 | 0 | 0 | 0 | 0 | 0 | 7.4881e-05 | 0.0071909 | 0.0059175 | 0.00014833 | 0 | 0 | 0 | 0.0047181 | 0.011086 | 0.013063 | 0.013332 | 0.0041198 | 0.012657 | 0.011492
| 58165 | 0 | 0 | 0 | 0 | 0 | 0 | 0 | 0 | 0 | 0 | 0 | 0 | 0 | 0 | 0 | 0 | 0 | 0 | 0 | 0 | 0 | 0 | 0 | 0 | 0 | 0 | 0 | 0 | 0 | 0 | 0 | 0 | 0 | 0 | 0 | 0 | 0 | 0 | 0 | 0 | 0 | 0 | 0 | 0 | 0 | 0 | 0 | 0 | 0 | 0 | 0 | 0 | 0 | 0 | 0
| 58172 | 0 | 0 | 0 | 0 | 0 | 0 | 0 | 0 | 0 | 0 | 0 | 0 | 0 | 0 | 0 | 0 | 0 | 0 | 0 | 0 | 0 | 0 | 0 | 0 | 0 | 0 | 0 | 0 | 0 | 0 | 0 | 0 | 0 | 0 | 0 | 0 | 0 | 0 | 0 | 0 | 0 | 0 | 0 | 0 | 0 | 0 | 0 | 0 | 0 | 0 | 0 | 0 | 0 | 0 | 0
| 58207 | 0 | 0 | 0 | 1e-08 | 0 | 0 | 0 | -4e-08 | 0 | 0 | 0 | 0 | 0 | 0 | 0 | 0 | 0 | 0 | 0 | 0 | 0 | 0 | 0 | 0 | 0 | 0 | 0 | 0 | -4e-08 | -5e-08 | 0 | 0 | 0 | 0 | -1e-08 | 0 | 0 | 0 | 0 | 0 | 0 | -4e-08 | 0 | -1e-08 | 0 | 0 | 0 | 0 | -3e-08 | 0 | -1e-07 | -5e-08 | -4e-08 | -4e-08 | -6e-08
| 58208 | 0 | 0 | 0 | 0 | 0 | 0 | 0 | 0 | 0 | 0 | 0 | 0 | 0 | 0 | 0 | 0 | 0 | 0 | 0 | 0 | 0 | 0 | 0 | 0 | 0 | 0 | 0 | 0 | 0 | 0 | 0 | 0 | 0 | 0 | 0 | 0 | 0 | 0 | 0 | 0 | 0 | 0 | 0 | 0 | 0 | 0 | 0 | 0 | 0 | 0 | 0 | 0 | 0 | 0 | 0
| 58235 | 0.030716 | 0 | 0 | 0 | 0.0037617 | 0 | 0.1694 | 0.067202 | 0 | 0 | 0 | 0 | 0 | 0 | 0 | 0 | 0.0038054 | 0.052025 | 0.28583 | 0.16274 | 0 | 0 | 0 | 0 | 0.041685 | 0 | 0 | 0 | 0 | 0.023596 | 0.27279 | 0.22928 | 0.012352 | 0 | 0 | 0 | 0.001572 | 0 | 0 | 0.0013232 | 0 | 0.038903 | 0.28594 | 0.23126 | 0.016047 | 0 | 0 | 0 | 0.27108 | 0.5044 | 0.5797 | 0.57505 | 0.24041 | 0.54228 | 0.54091
| 58246 | 0 | 0 | 0 | 0 | 0 | 0 | 0 | 0 | 0 | 0 | 0 | 0 | 0 | 0 | 0 | 0 | 0 | 0 | 0 | 0 | 0 | 0 | 0 | 0 | 0 | 0 | 0 | 0 | 0 | 0 | 0 | 0 | 0 | 0 | 0 | 0 | 0 | 0 | 0 | 0 | 0 | 0 | 0 | 0 | 0 | 0 | 0 | 0 | 0 | 0 | 0 | 0 | 0 | 0 | 0
| 58250 | 0 | 0 | 0 | 0 | 0 | 0 | 0 | 0 | 0 | 0 | 0 | 0 | 0 | 0 | 0 | 0 | 0 | 0 | 0 | 0 | 0 | 0 | 0 | 0 | 0 | 0 | 0 | 0 | 0 | 0 | 0 | 0 | 0 | 0 | 0 | 0 | 0 | 0 | 0 | 0 | 0 | 0 | 0 | 0 | 0 | 0 | 0 | 0 | 0 | 0 | 0 | 0 | 0 | 0 | 0
| 58252 | 0 | 0 | 0 | 0 | 1e-08 | 0 | 0 | 0 | 0 | 0 | 0 | 0 | 0 | 0 | 0 | 0 | 0 | 0 | 0 | 0 | 0 | 0 | 0 | 0 | 0 | 0 | 0 | 0 | 0 | 0 | 0 | 0 | 0 | 0 | 0 | 0 | 0 | 0 | 0 | 0 | 0 | 0 | 0 | 0 | 0 | 0 | 0 | 0 | 1e-08 | 0 | 0 | 0 | 0 | 0 | 0
| 58326 | 0 | 0 | 0 | 0 | 0 | 4e-07 | 0 | 0 | 0 | 0 | 0 | 4e-07 | 0 | 0 | 0 | 0 | 0 | 4e-07 | 0 | 0 | 0 | 0 | 0 | 4e-07 | 0 | 0 | 0 | 0 | 0 | 4e-07 | 0 | 0 | 0 | 0 | 0 | 0 | 0 | 0 | 0 | 0 | 0 | 4e-07 | 0 | 0 | 0 | 0 | 0 | 0 | 8e-07 | 8e-07 | 4e-07 | 4e-07 | 8e-07 | 8e-07 | 4e-07
| 58420 | 0.043516 | 0.073782 | 0.11239 | 0.20414 | 0.26991 | 0.22163 | 0.27018 | 0.33872 | 0.35121 | 0.14457 | 0.13034 | 0.044188 | 0.28993 | 0.13975 | 0.11896 | 0.12007 | 0.26871 | 0.27767 | 0.27666 | 0.23035 | 0.28464 | 0.14815 | 0.12229 | 0.15092 | 0.071385 | -0.022285 | -0.002846 | 0.139 | 0.17889 | 0.19391 | 0.25071 | 0.17955 | 0.16069 | 0.26649 | 0.095675 | 0.1625 | 0.15242 | 0.15442 | 0.085845 | 0.21209 | 0.25429 | 0.31184 | 0.22934 | 0.33553 | 0.34173 | 0.17398 | 0.07024 | 0.16846 | 2.2046 | 2.4281 | 1.6737 | 2.4902 | 2.4382 | 1.8548 | 2.1686
| 58426 | 0.55869 | 0.5963 | 0.65738 | 0.40367 | 0.54263 | 0.41705 | 0.46403 | 0.3514 | 0.6016 | 0.76829 | 0.81225 | 1.1155 | 0.90243 | 0.63813 | 0.36423 | 0.22374 | 0.42706 | 0.65946 | 0.54702 | 0.61751 | 0.5606 | 0.61374 | 0.68146 | 1.3321 | 0.57241 | 0.85024 | 0.5659 | 0.50993 | 0.56014 | 0.5107 | 0.51075 | 0.49259 | 0.41505 | 0.45298 | 0.49239 | 0.95092 | 0.47377 | 0.29991 | 0.42075 | 0.66082 | 0.63612 | 0.62501 | 0.36813 | 0.52138 | 0.60567 | 0.6444 | 0.68097 | 0.95698 | 7.2888 | 7.5674 | 6.884 | 6.8939 | 7.0857 | 8.0705 | 6.3167
| 58433 | 0.0051765 | 0 | 0 | 0 | 0 | 0 | 0.023184 | 0.011589 | 0 | 0 | 0 | 0 | 0.0043925 | 0.00096703 | 0 | 0 | 0 | 0 | 0.062193 | 0.030917 | 0 | 0 | 0 | 0 | 0.020898 | 0.013022 | 0 | 0 | 0 | 0 | 0.046657 | 0.049029 | 0.00086629 | 0 | 0 | 0 | 0.0025197 | 0.0026442 | 0 | 0 | 0 | 0.0013265 | 0.061183 | 0.047631 | 0.0014614 | 0 | 0 | 0 | 0.039949 | 0.09847 | 0.13047 | 0.11677 | 0.040132 | 0.12703 | 0.10172
| 58442 | 0 | 0 | 0 | 0 | 0 | 0 | 0 | 0 | 0 | 0 | 0 | 0 | 0 | 0 | 0 | 0 | 0 | 0 | 1e-07 | 1e-07 | 0 | 0 | 0 | 0 | 0 | 0 | 0 | 0 | 1e-07 | 0 | 1e-07 | 1e-07 | 0 | 0 | 0 | 0 | 0 | 0 | 0 | 0 | 0 | 0 | 1e-07 | 1e-07 | 0 | 0 | 0 | 0 | 0 | 2e-07 | 3e-07 | 2e-07 | 0 | 3e-07 | 2e-07
| 58476 | 0 | 0 | 0 | 0 | 0 | 0 | 0 | 0 | 0 | 0 | 0 | 0 | 0 | 0 | 0 | 0 | 0 | 0 | 0 | 0 | 0 | 0 | 0 | 0 | 0 | 0 | 0 | 0 | 0 | 0 | 0 | 0 | 0 | 0 | 0 | 0 | 0 | 0 | 0 | 0 | 0 | 0 | 0 | 0 | 0 | 0 | 0 | 0 | 0 | 0 | 0 | 0 | 0 | 0 | 0
| 58497 | 0 | 0 | 0 | 0 | 0 | 0 | 0 | 0 | 0 | 0 | 0 | 0 | 0 | 0 | 0 | 0 | 0 | 0 | 0 | 0 | 0 | 0 | 0 | 0 | 0 | 0 | 0 | 0 | 0 | 0 | 0 | 0 | 0 | 0 | 0 | 0 | 0 | 0 | 0 | 0 | 0 | 0 | 0 | 0 | 0 | 0 | 0 | 0 | 0 | 0 | 0 | 0 | 0 | 0 | 0
| 58584 | 0 | 0 | 0 | 0 | 0 | 0 | 0 | 0 | 0 | 0 | 0 | 0 | 0 | 0 | 0 | 0 | 0 | 0 | 0 | 0 | 0 | 0 | 0 | 0 | 0 | 0 | 0 | 0 | 0 | 0 | 0 | 0 | 0 | 0 | 0 | 0 | 0 | 0 | 0 | 0 | 0 | 0 | 0 | 0 | 0 | 0 | 0 | 0 | 0 | 0 | 0 | 0 | 0 | 0 | 0
| 58714 | 0.0023342 | 0.001555 | 0 | 0 | 0.0038145 | 0.027216 | 0.02288 | 0.031751 | 0 | 0.00076379 | 0 | 0 | 0 | -0.00077776 | 0.0022997 | 0.0030298 | 0.0061172 | 0.034018 | 0.034318 | 0.022413 | 0.0054215 | 0.013103 | 0.0015393 | 0.0014312 | 0.0023344 | -0.00036404 | 0 | 0.0060428 | 0.0060764 | 0.013229 | 0.023604 | 0.014767 | 0.0015311 | 0.011781 | 0.0015383 | 0.0031122 | -0.0015564 | 0.00077763 | 0.0069004 | 0.015417 | 0.012934 | 0.010895 | 0.020234 | 0.01323 | 0.00077708 | 0.0091731 | 0.003077 | 0.0077796 | 0.090315 | 0.12291 | 0.083652 | 0.099638 | 0.093281 | 0.12633 | 0.10403
| 58715 | 0.0036665 | 0.0029378 | 0 | 0 | 0 | 0 | 0.024863 | 0.011799 | 0 | 0 | 0 | 0 | 0.0022284 | 0.0036735 | 0 | 0 | 0 | 0 | 0.0071697 | 0.0045885 | 0 | 0 | 0 | 0 | 0.0066848 | 0 | 0 | 0 | 0 | 0 | 0.0013036 | -2.017e-05 | 0 | 0 | 0 | 0 | -0.0037142 | 0.0036729 | 0 | 0 | 0 | 0.00065919 | 0.0021905 | 0 | -0.00066474 | 0 | 0 | 0 | 0.043266 | 0.01766 | 0.0079682 | 0.0021437 | 0.042564 | 0.018443 | 0.0012421
| 58811 | 0.0053291 | 0.0036722 | 0 | 0 | 0 | 0.00065922 | 0.02433 | 0.0085216 | 0 | 0 | 0 | 0 | 0 | 0 | 0 | 0 | 0 | 0.00065922 | 0.01825 | 0.005244 | 0 | 0 | 0 | 0 | 0.0051993 | 0.0007348 | 0 | 0 | 0 | 0.0013183 | 0.0032589 | 0.0035712 | 0.0006652 | 0 | 0 | 0 | -0.004457 | -0.00073458 | 0 | 0 | 0 | -0.0006592 | 0.0058661 | 8.831e-05 | 0 | 0 | 0 | 0 | 0.042512 | 0.024153 | 0.014748 | 0.00010361 | 0.033511 | 0.030087 | 0.003622
| 58813 | 0.0012946 | 0.0016647 | 0 | 0 | 0.00085506 | 0.0061904 | 0.02596 | 0.012948 | 0 | 0 | 0 | 0 | 0 | 0 | 0 | 0 | 0.0012856 | 0.016908 | 0.023849 | 0.016269 | 0.00042906 | 0.00043671 | 0 | 0 | 0.0026456 | 0.00023793 | 0 | 0 | 0.0017026 | 0.0067807 | 0.014985 | 0.0087026 | 0.0012924 | 0.0021927 | 0 | 0 | -0.0026459 | 0.0014272 | 0.0013739 | 0.0061159 | 0.00469 | 0.0032018 | 0.011249 | 0.0074291 | 0 | 0.0017528 | 0 | 0.00047593 | 0.048912 | 0.059177 | 0.03854 | 0.03507 | 0.046384 | 0.062478 | 0.044914
| 58818 | 0.001443 | 0.0019026 | 0 | 0 | 0.00085506 | 0.0061904 | 0.024905 | 0.011994 | 0 | 0 | 0 | 0 | 0.0019668 | 0.00071371 | 0 | 0 | 0.0012856 | 0.016864 | 0.023216 | 0.016556 | 0.00042906 | 0.00043671 | 0 | 0 | 0.0024051 | 0.0012088 | 0 | 0 | 0.0017026 | 0.0064031 | 0.017307 | 0.0089149 | 0.0011841 | 0.0021927 | 0 | 0 | -0.0048589 | 0.00071359 | 0.0013739 | 0.0061159 | 0.00469 | 0.0038421 | 0.010262 | 0.008823 | 0 | 0.0017528 | 0 | 0.00047593 | 0.04729 | 0.061468 | 0.041318 | 0.03319 | 0.047055 | 0.062818 | 0.044036
| 58821 | 0.0023342 | 0.001555 | 0 | 0 | 0.0038145 | 0.0271 | 0.022986 | 0.031908 | 0 | 0.00076379 | 0 | 0 | 0 | -0.00077776 | 0.0022997 | 0.0030298 | 0.0061172 | 0.033821 | 0.034166 | 0.022569 | 0.0054215 | 0.013256 | 0.0015393 | 0.0013989 | 0.0023344 | -0.00015557 | 0 | 0.0060428 | 0.0060764 | 0.013229 | 0.023487 | 0.015289 | 0.0013997 | 0.011735 | 0.0015383 | 0.0031122 | -0.0016068 | 0.00077763 | 0.0069004 | 0.015295 | 0.012934 | 0.010895 | 0.020234 | 0.01323 | 0.00077708 | 0.0091731 | 0.003077 | 0.0077796 | 0.090461 | 0.12284 | 0.084087 | 0.099466 | 0.093427 | 0.12647 | 0.10409
| 58897 | 0 | 0 | 0 | 0 | 0 | 0 | 0 | 0 | 0 | 0 | 0 | 0 | 0 | 0 | 0 | 0 | 0 | 0 | 0 | 0 | 0 | 0 | 0 | 0 | 0 | 0 | 0 | 0 | 0 | 0 | 0 | 0 | 0 | 0 | 0 | 0 | 0 | 0 | 0 | 0 | 0 | 0 | 0 | 0 | 0 | 0 | 0 | 0 | 0 | 0 | 0 | 0 | 0 | 0 | 0
| 58947 | 0 | 0 | 0 | 0 | 0 | 0 | 0 | 0 | 0 | 0 | 0 | 0 | 0 | 0 | 0 | 0 | 0 | 0 | 0 | 0 | 0 | 0 | 0 | 0 | 0 | 0 | 0 | 0 | 0 | 0 | 0 | 0 | 0 | 0 | 0 | 0 | 0 | 0 | 0 | 0 | 0 | 0 | 0 | 0 | 0 | 0 | 0 | 0 | 0 | 0 | 0 | 0 | 0 | 0 | 0
| 59012 | 0 | 0 | 0 | 0 | 0 | 0 | 0 | 0 | 0 | 0 | 0 | 0 | 0 | 0 | 0 | 0 | 0 | 0 | 0 | 0 | 0 | 0 | 0 | 0 | 0 | 0 | 0 | 0 | 0 | 0 | 0 | 0 | 0 | 0 | 0 | 0 | 0 | 0 | 0 | 0 | 0 | 0 | 0 | 0 | 0 | 0 | 0 | 0 | 0 | 0 | 0 | 0 | 0 | 0 | 0
| 59026 | 0 | 0 | 0 | 0 | 2e-08 | 0 | 0 | 0 | 0 | 0 | 0 | 0 | 0 | 0 | 0 | 0 | 2e-08 | 0 | 0 | 0 | 0 | 0 | 0 | 0 | 0 | 0 | 0 | 0 | 0 | 0 | 0 | 0 | 0 | 0 | 0 | 0 | 0 | 0 | 0 | 0 | 0 | 0 | 0 | 0 | 0 | 0 | 0 | 0 | 2e-08 | 2e-08 | 0 | 0 | 2e-08 | 0 | 0
| 59055 | 0 | 0 | 0 | 0 | 0 | 0 | 0 | 0 | 0 | 0 | 0 | 0 | 0 | 0 | 0 | 0 | 0 | 0 | 0 | 0 | 0 | 0 | 0 | 0 | 0 | 0 | 0 | 0 | 0 | 0 | 0 | 0 | 0 | 0 | 0 | 0 | 0 | 0 | 0 | 0 | 0 | 0 | 0 | 0 | 0 | 0 | 0 | 0 | 0 | 0 | 0 | 0 | 0 | 0 | 0
| 59056 | 0.0015909 | 0 | 0 | 0 | 0 | 0 | 0.0063604 | 0.0051716 | 0 | 0 | 0 | 0 | 0 | 0 | 0 | 0 | 0 | 0.0042649 | 0.015999 | 0.01272 | 0 | 0 | 0 | 0 | 0.00026517 | 0 | 0 | 0 | 0 | 0.0023691 | 0.015286 | 0.014482 | 0.0013202 | 0 | 0 | 0 | 0 | 0 | 0 | 0 | 0 | 0.0039495 | 0.017542 | 0.013755 | 0.0021431 | 0 | 0 | 0 | 0.013123 | 0.032985 | 0.033722 | 0.03739 | 0.011532 | 0.03325 | 0.033457
| 59073 | 0.13364 | 0.14666 | 0.076082 | 0.066055 | 0.052189 | 0.027388 | 0.086346 | 0.068595 | 0.050973 | 0.029407 | 0.044761 | 0.17235 | 0.15578 | 0.18036 | 0.074399 | 0.047438 | 0.032435 | 0.017894 | 0.062535 | 0.023713 | 0.023389 | 0.033549 | -0.005046 | 0.032798 | 0.099472 | 0.071795 | 0.046208 | 0.014024 | 0.023442 | 0.030644 | 0.027362 | 0.033128 | 0.008613 | 0.025774 | 0.014826 | 0.043632 | 0.091305 | 0.1334 | 0.034404 | 0.006281 | 0.027048 | 0.008031 | 0.018242 | 0.014641 | -0.023666 | 0.009911 | 0.004102 | 0.027372 | 0.95444 | 0.67924 | 0.43892 | 0.35107 | 0.97023 | 0.44377 | 0.47642
| 59116 | 0 | 0 | 0 | 0 | 1e-07 | 1e-07 | 0 | 0 | 0 | 0 | 0 | 0 | 0 | 0 | 0 | 0 | 0 | 1e-07 | 0 | 0 | 0 | 0 | 0 | 0 | 0 | 0 | 0 | 0 | 0 | 1e-07 | 0 | 0 | 0 | 0 | 0 | 0 | 0 | 0 | 0 | 0 | 0 | 1e-07 | 0 | 0 | 0 | 0 | 0 | 0 | 2e-07 | 1e-07 | 1e-07 | 1e-07 | 1e-07 | 1e-07 | 1e-07
| 59220 | 0.69614 | 0.61201 | 0.51407 | 0.51784 | 1.5553 | 3.8745 | 2.0287 | 3.946 | 4.2316 | 2.0395 | 0.95511 | 1.2725 | 0.52365 | 0.24541 | 1.0403 | 1.2175 | 3.2898 | 4.5516 | 3.5453 | 5.0572 | 4.5543 | 2.7326 | 1.8745 | 1.1462 | 0.022246 | -0.46373 | 1.0131 | 0.67794 | 1.6455 | 4.9986 | 3.582 | 5.1593 | 4.7409 | 2.7522 | 2.0654 | 1.8753 | 0.68527 | 0.75741 | 2.4238 | 1.8619 | 2.706 | 5.3299 | 5.1343 | 6.1594 | 5.4824 | 3.5728 | 3.1999 | 2.6487 | 22.2434 | 29.7784 | 28.0687 | 39.9618 | 24.6647 | 26.3568 | 33.608
| 59783 | 2e-08 | 0 | 0 | 0 | 0 | 2e-08 | 0 | 0 | 2e-08 | 0 | 0 | 2e-08 | 2e-08 | 0 | 0 | 0 | 2e-08 | 2e-08 | 0 | 0 | 2e-08 | 0 | 0 | 2e-08 | 2e-08 | 0 | 0 | 0 | 0 | 2e-08 | 0 | 0 | 2e-08 | 0 | 0 | 0 | 0 | 0 | 0 | 0 | 0 | 2e-08 | 0 | 0 | 2e-08 | 0 | 0 | 0 | 8e-08 | 1e-07 | 6e-08 | 4e-08 | 1e-07 | 8e-08 | 4e-08
| 59906 | 0.66138 | 0.61641 | 0.30297 | 0.47869 | 0.56488 | 0.83292 | 0.70613 | 0.72157 | 1.146 | 0.4575 | 0.45489 | 0.68957 | 0.47379 | 0.16964 | 0.17752 | 0.28613 | 0.60747 | 0.85315 | 0.6217 | 0.66205 | 1.1759 | 0.29935 | 0.27718 | 0.55919 | 0.56834 | 0.31448 | 0.10724 | 0.5179 | 0.48061 | 0.93336 | 0.51057 | 0.43722 | 1.162 | 0.35563 | 0.17667 | 0.35843 | 0.32434 | 0.22033 | 0.14644 | 0.7227 | 0.46229 | 0.97753 | 0.41833 | 0.41408 | 1.0493 | 0.32845 | 0.2141 | 0.29969 | 7.6329 | 6.1631 | 5.9225 | 5.5776 | 6.7231 | 6.4371 | 5.81
| 60234 | 0 | 0 | 0 | 0 | 0 | 0 | 0.0019982 | 0.0020097 | 0 | 0 | 0 | 0 | 0 | 0 | 0 | 0 | 0 | 0 | 0.04496 | 0.020097 | 0 | 0 | 0 | 0 | 0.011335 | 0 | 0 | 0 | 0 | 0 | 0.054452 | 0.041701 | 0 | 0 | 0 | 0 | 0 | 0 | 0 | 0 | 0 | 0 | 0.073934 | 0.037179 | 0 | 0 | 0 | 0 | 0.0040079 | 0.065057 | 0.10749 | 0.11111 | 0.0040079 | 0.076392 | 0.096152
| 60235 | 0 | 0 | 0 | 0 | 0 | 0 | 0.0019982 | 0.0020097 | 0 | 0 | 0 | 0 | 0 | 0 | 0 | 0 | 0 | 0 | 0.045959 | 0.020097 | 0 | 0 | 0 | 0 | 0.011335 | 0 | 0 | 0 | 0 | 0 | 0.054951 | 0.041857 | 0 | 0 | 0 | 0 | 0 | 0 | 0 | 0 | 0 | 0 | 0.074933 | 0.037179 | 0 | 0 | 0 | 0 | 0.0040079 | 0.066056 | 0.10814 | 0.11211 | 0.0040079 | 0.077391 | 0.096808
| 60236 | 0 | 0 | 0 | 0 | 0 | 0 | 0.0019982 | 0.0020097 | 0 | 0 | 0 | 0 | 0 | 0 | 0 | 0 | 0 | 0 | 0.043961 | 0.020097 | 0 | 0 | 0 | 0 | 0.011335 | 0 | 0 | 0 | 0 | 0 | 0.053952 | 0.040964 | 0 | 0 | 0 | 0 | 0 | 0 | 0 | 0 | 0 | 0 | 0.072935 | 0.037179 | 0 | 0 | 0 | 0 | 0.0040079 | 0.064058 | 0.10625 | 0.11011 | 0.0040079 | 0.075392 | 0.094917
| 60302 | 0.33296 | 0.37564 | 0.24378 | 0.16225 | 0.13687 | 0.14949 | 0.38005 | 0.28065 | 0.13368 | 0.21416 | 0.12326 | 0.68627 | 0.84308 | 0.50586 | 0.2453 | 0.19612 | 0.13278 | 0.11173 | 0.27914 | 0.11034 | 0.091685 | 0.21059 | 0.10236 | 0.23698 | 0.40344 | 0.27202 | 0.10752 | 0.10691 | 0.048785 | 0.065374 | 0.09712 | 0.11462 | 0.10125 | 0.098728 | 0.13826 | 0.1541 | 0.50405 | 0.51426 | 0.19914 | 0.081645 | 0.073486 | 0.05005 | 0.06266 | 0.02827 | -0.0237 | 0.15347 | 0.009319 | 0.08375 | 3.2191 | 3.066 | 1.7081 | 1.7364 | 3.8907 | 2.0815 | 2.142
| 60357 | 1.2422 | 0.99724 | 1.3959 | 0.6554 | 0.84584 | 0.91946 | 0.7322 | 0.66223 | 1.4009 | 1.5578 | 1.4332 | 1.9736 | 1.094 | 0.5561 | 0.60668 | 0.43802 | 0.82906 | 0.98813 | 0.72574 | 1.1112 | 1.1431 | 1.0981 | 1.2172 | 2.276 | 1.0002 | 0.76831 | 0.81411 | 0.56957 | 1.0332 | 1.0103 | 0.58625 | 0.74519 | 0.91481 | 0.71979 | 0.87557 | 1.231 | 0.66965 | 0.30346 | 0.89937 | 0.87929 | 1.1501 | 1.1524 | 0.62564 | 0.6337 | 1.0555 | 1.119 | 1.6249 | 1.1959 | 13.816 | 12.0833 | 10.2683 | 11.3089 | 12.2032 | 12.7449 | 9.9849
| 60368 | 0.91275 | 0.8654 | 1.2442 | 0.83207 | 1.0004 | 0.83786 | 0.72933 | 0.77076 | 1.18 | 1.4359 | 1.3695 | 1.9528 | 1.1034 | 0.74316 | 0.57913 | 0.52521 | 0.68711 | 1.0024 | 0.57098 | 0.90158 | 0.95177 | 1.2575 | 1.1372 | 1.8285 | 1.0713 | 1.1364 | 0.84653 | 0.94968 | 0.97357 | 0.8531 | 0.50038 | 0.65973 | 0.61313 | 0.69225 | 0.75327 | 1.5331 | 0.79731 | 0.5111 | 0.70658 | 0.80832 | 1.0845 | 0.87696 | 0.344 | 0.74411 | 0.98012 | 1.1996 | 1.0371 | 1.4019 | 13.1311 | 11.2878 | 10.5824 | 10.4915 | 11.9142 | 12.6273 | 9.5127
| 60388 | 0 | 0 | 0 | 0 | 0 | 0 | 0 | 0 | 0 | 0 | 0 | 0 | 0 | 0 | 0 | 0 | 0 | 0 | 0 | 0 | 0 | 0 | 0 | 0 | 0 | 0 | 0 | 0 | 0 | 0 | 0 | 0 | 0 | 0 | 0 | 0 | 0 | 0 | 0 | 0 | 0 | 0 | 0 | 0 | 0 | 0 | 0 | 0 | 0 | 0 | 0 | 0 | 0 | 0 | 0
| 60589 | 0.35916 | 0.21603 | 0.26089 | 0.31459 | 0.41592 | 0.8046 | 0.17279 | 0.10775 | 0.5609 | 0.26455 | 0.18123 | 0.49728 | 0.27464 | 0.2573 | 0.25354 | 0.2398 | 0.42149 | 0.49847 | 0.21954 | 0.08613 | 0.42033 | 0.0721 | 0.24273 | 0.46273 | 0.29681 | 0.1636 | 0.08249 | 0.08928 | 0.23515 | 0.62051 | 0.12153 | 0.03119 | 0.58279 | 0.06509 | 0.04518 | 0.16839 | 0.11226 | 0.20062 | 0.04501 | 0.01174 | 0.1231 | 0.29527 | 0.05186 | 0.02164 | 0.39312 | 0.03265 | 0.04174 | 0.09904 | 4.1557 | 3.4488 | 2.502 | 1.4281 | 4.0359 | 2.8694 | 2.1274
| 60933 | 0.0012237 | 0 | 0 | 0 | 0.0015296 | 0.0066283 | 0.0071381 | 0.0084638 | 0 | 0.00020395 | 0.00010197 | 0 | 0 | 0 | 0 | 0.00030592 | 0.0019375 | 0.007546 | 0.007648 | 0.0073071 | 0.0010711 | 0.0040789 | 0.00020395 | 0.00030592 | 0.0013256 | 0 | 0 | 0.0017335 | 0.0033651 | 0.0060164 | 0.011523 | 0.0083618 | 0.00091776 | 0.0027533 | 0.00020395 | 0.00091776 | 0.00030592 | 0.00020395 | 0.0012237 | 0.0060164 | 0.0043848 | 0.0057105 | 0.010503 | 0.0060164 | 0.00028535 | 0.0014276 | 0 | 0.0025493 | 0.025289 | 0.030404 | 0.037118 | 0.038627 | 0.024779 | 0.034585 | 0.042829
| 61035 | 0.52804 | 0.52643 | 0.50038 | 0.27645 | 0.41604 | 0.66752 | 0.34536 | 0.23571 | 0.81683 | 0.25775 | 0.43707 | 0.76734 | 0.95491 | 0.81851 | 0.19411 | 0.23537 | 0.44444 | 0.58605 | 0.28958 | 0.25733 | 0.70558 | 0.18902 | 0.24712 | 0.59419 | 0.44857 | 0.51921 | 0.089779 | 0.3017 | 0.32019 | 0.65946 | 0.29794 | 0.33093 | 0.77901 | 0.22073 | 0.2091 | 0.41324 | 0.40606 | 0.32645 | 0.087229 | 0.28912 | 0.27755 | 0.61132 | 0.2684 | 0.36598 | 0.71356 | 0.15748 | 0.083975 | 0.29832 | 5.7749 | 5.5162 | 4.5898 | 3.8854 | 6.1749 | 4.5483 | 4.2968
| 61263 | 0.0023342 | 0.001555 | 0 | 0 | 0.0038145 | 0.027238 | 0.02288 | 0.031752 | 0 | 0.00076379 | 0 | 0 | 0 | -0.00077776 | 0.0022997 | 0.0030298 | 0.0061172 | 0.033808 | 0.034199 | 0.022375 | 0.0054215 | 0.013221 | 0.0015393 | 0.0013989 | 0.0023344 | -0.00046672 | 0 | 0.0060428 | 0.0060764 | 0.013229 | 0.023503 | 0.014631 | 0.0013997 | 0.011781 | 0.0015383 | 0.0031122 | -0.0015564 | 0.00077763 | 0.0069004 | 0.015547 | 0.012934 | 0.010895 | 0.020234 | 0.01323 | 0.00077708 | 0.0091731 | 0.003077 | 0.0077796 | 0.090338 | 0.12263 | 0.083181 | 0.099769 | 0.093304 | 0.12595 | 0.1038
| 61282 | 0 | 0 | 0.010955 | 0.014461 | 0.007888 | 0.010955 | 0.010955 | 0.010955 | 0.0083262 | 0.010079 | 0.0078879 | -0.017091 | 0 | 0 | 0.0070115 | 0.0087643 | 0.0087643 | 0.0065732 | 0.0052586 | 0.0026293 | 0.0056969 | 0.011143 | 0.002122 | -0.029799 | 0 | 0 | 0 | 0.017091 | -0.037249 | -0.039001 | -0.025629 | -0.024102 | -0.0021911 | 0 | 0 | 0 | 0 | 0 | 0 | 0 | 0 | 0 | 0.0056968 | 0.0026293 | 0 | 0 | 0 | 0 | 0.075374 | 0.028164 | -0.11108 | 0.0083262 | 0.066609 | -0.016534 | -0.090924
| 61286 | -0.00015561 | 0.0001555 | 0 | 0 | 0.00091547 | 0.013386 | 0.026743 | 0.017393 | 0 | 0 | 0 | 0 | 0 | 0 | 0 | 0 | 0.002294 | 0.030611 | 0.02533 | 0.027083 | 0.0026333 | 0.0038091 | 0 | 0 | 0.0034238 | 0 | 0 | 0.00060428 | 0.0048611 | 0.0077815 | 0.021479 | 0.012141 | 0.0017108 | 0.001989 | 0 | 0 | -0.0049197 | 0.0023329 | 0.0047536 | 0.0078144 | 0.0065429 | 0.0024981 | 0.013396 | 0.0092963 | 0.00062167 | 0.0012231 | 0 | 0.00077796 | 0.058438 | 0.091761 | 0.053991 | 0.044337 | 0.059816 | 0.098356 | 0.061626
| 61737 | 0.0027586 | 0 | 0 | 0 | 0.0010403 | 0.0029715 | 0.013796 | 0.013796 | 0 | 0 | 0 | 0 | 0 | 0 | 0 | 0 | 0.0014598 | 0.0093389 | 0.028595 | 0.024912 | 0.00021123 | 0.00020777 | 0 | 0 | 0.00021222 | 0 | 0 | 0 | 0.0020715 | 0.00573 | 0.02709 | 0.025965 | 0.002864 | 0.00083455 | 0 | 0 | 0 | 0 | 0 | 0.0057709 | 0.0016599 | 0.0079721 | 0.033736 | 0.025258 | 0.0048744 | 0.00062544 | 0 | 0 | 0.034363 | 0.064725 | 0.064767 | 0.079896 | 0.032023 | 0.065549 | 0.069914
| 61822 | 0 | 0 | 0 | 0 | 0 | 0 | 0 | 0 | 0 | 0 | 0 | 0 | 0 | 0 | 0 | 0 | 0 | 0 | 0 | 0 | 0 | 0 | 0 | 0 | 0 | 0 | 0 | 0 | 0 | 0 | 0 | 0 | 0 | 0 | 0 | 0 | 0 | 0 | 0 | 0 | 0 | 0 | 0 | 0 | 0 | 0 | 0 | 0 | 0 | 0 | 0 | 0 | 0 | 0 | 0
| 62741 | -7.7806e-05 | 0 | 0 | 0 | 0.00015258 | 0.00027238 | 0.002028 | 0.0015176 | 0 | 0 | 0 | 0 | 0 | 0 | 0 | 0 | 0.00030586 | 0.00058368 | -0.0012841 | -0.00046695 | 0 | 3.8091e-05 | 0 | 0 | 0.00050578 | 0 | 0 | 0 | 0.00045573 | 0.00058361 | 0.00093389 | -0.00011674 | -7.7763e-05 | 0.000153 | 0 | 0 | 0 | 0 | 3.8335e-05 | 0.0011336 | 0.00041844 | 3.891e-05 | 0.00011674 | -0.00019456 | -0.00015542 | 0.00011466 | 0 | 0 | 0.0038927 | -0.00082341 | 0.0024375 | 0.0015107 | 0.0041238 | -0.00016776 | 0.0030664
| 50060 | 0 | 0 | 0 | 0 | 0 | 0 | 0 | 0 | 0 | 0 | 0 | 0 | 0 | 0 | 0 | 0 | 0 | 0 | 0 | 0 | 0 | 0 | 0 | 0 | 0 | 0 | 0 | 0 | 0 | 0 | 0 | 0 | 0 | 0 | 0 | 0 | 0 | 0 | 0 | 0 | 0 | 0 | 0 | 0 | 0 | 0 | 0 | 0 | 0 | 0 | 0 | 0 | 0 | 0 | 0
| 50397 | 0 | 0 | 0 | 0 | 0 | 0 | 0 | 0 | 0 | 0 | 0 | 0 | 0 | 0 | 0 | 0 | 0 | 0 | 0 | 0 | 0 | 0 | 0 | 0 | 0 | 0 | 0 | 0 | 0 | 0 | 0 | 0 | 0 | 0 | 0 | 0 | 0 | 0 | 0 | 0 | 0 | 0 | 0 | 0 | 0 | 0 | 0 | 0 | 0 | 0 | 0 | 0 | 0 | 0 | 0
| 54638 | 0 | 0 | 0 | 0 | 0 | 0 | 0 | 0 | 0 | 0 | 0 | 0 | 0 | 0 | 0 | 0 | 0 | 0 | 0 | 0 | 0 | 0 | 0 | 0 | 0 | 0 | 0 | 0 | 0 | 0 | 0 | 0 | 0 | 0 | 0 | 0 | 0 | 0 | 0 | 0 | 0 | 0 | 0 | 0 | 0 | 0 | 0 | 0 | 0 | 0 | 0 | 0 | 0 | 0 | 0
| 57407 | 0 | 0 | 0 | 0 | 0 | 0 | 0 | 0 | 0 | 0 | 0 | 0 | 0 | 0 | 0 | 0 | 0 | 0 | 0 | 0 | 0 | 0 | 0 | 0 | 0 | 0 | 0 | 0 | 0 | 0 | 0 | 0 | 0 | 0 | 0 | 0 | 0 | 0 | 0 | 0 | 0 | 0 | 0 | 0 | 0 | 0 | 0 | 0 | 0 | 0 | 0 | 0 | 0 | 0 | 0
| 58565 | 0 | 0 | 0 | 0 | 0 | 0 | 0 | 0 | 0 | 0 | 0 | 0 | 0 | 0 | 0 | 0 | 0 | 0 | 0 | 0 | 0 | 0 | 0 | 0 | 0 | 0 | 0 | 0 | 0 | 0 | 0 | 0 | 0 | 0 | 0 | 0 | 0 | 0 | 0 | 0 | 0 | 0 | 0 | 0 | 0 | 0 | 0 | 0 | 0 | 0 | 0 | 0 | 0 | 0 | 0
| Emissions by State: PJM and New York | [48 empty] | Calendar Total Emissions |  |  |  | Delivery Year Total Emissions
| short tons | [48 empty] | short tons |  |  |  | short tons
| State | [48 empty] | 2022 | 2023 | 2024 | 2025 | 2022/23 | 2023/24 | 2024/25 | time axis 2022-01-01 to 2025-12-01
| DC | 0 | 0 | 0 | -0.021947 | -0.0023726 | -0.0059316 | -0.051605 | -0.065247 | -0.020761 | -0.0047453 | -0.027878 | 0 | 0 | 0 | 0 | -0.083993 | -0.048639 | -0.061689 | -0.21354 | -0.22777 | -0.05732 | -0.16786 | -0.048639 | 0 | 0 | 0 | 0 | 0 | 0 | 0 | -0.0017795 | 0.0023726 | 0 | 0 | 0 | 0 | 0 | 0 | 0 | 0 | 0 | 0 | -0.003559 | -0.0041521 | -0.00059316 | 0 | 0 | 0 | -0.20049 | -0.90945 | 0.00059316 | -0.0083042 | -0.3088 | -0.77682 | 0.00059316
| DE | 1.7013 | 1.4559 | 1.1479 | 2.6913 | 3.1421 | 3.4072 | 4.606 | 4.9938 | 3.1283 | 2.8142 | 1.7054 | 1.4999 | 6.6181 | 5.8254 | 1.9315 | 3.6227 | 2.9828 | 3.8713 | 6.7124 | 6.5393 | 2.9007 | 4.1965 | 1.975 | 2.9866 | 6.6861 | 6.8581 | 1.829 | 4.0198 | 3.4092 | 3.5363 | 6.8371 | 6.6749 | 3.7836 | 2.9281 | 2.3617 | 2.6679 | 5.2941 | 5.4143 | 3.5785 | 5.1298 | 3.8363 | 4.162 | 7.8837 | 7.1481 | 3.9849 | 4.0103 | 2.7145 | 2.7167 | 32.2933 | 50.1623 | 51.5918 | 55.8733 | 43.1352 | 51.9841 | 52.0426
| IL | 4.8107 | 4.8509 | 2.3247 | 2.5863 | 1.2765 | 1.6468 | 7.2554 | 8.2699 | 3.4389 | 1.37 | 0.55148 | 0.9921 | 0.87665 | 2.2022 | 0.59176 | 0.88169 | 1.3904 | 3.5245 | 6.7057 | 7.1134 | 2.564 | 1.6799 | 0.87394 | 0.49501 | 38.5477 | 32.1334 | 26.8011 | 21.6877 | 20.8979 | 34.8483 | 41.1297 | 42.1601 | 36.6235 | 33.1419 | 34.3157 | 44.2911 | 53.3524 | 47.1699 | 38.616 | 31.5689 | 29.6916 | 39.7869 | 46.9941 | 45.782 | 40.7296 | 34.6509 | 39.8839 | 52.2397 | 39.3736 | 28.8991 | 406.5782 | 500.4658 | 29.4673 | 163.0242 | 466.9091
| IN | 16.0993 | 15.139 | 14.648 | 6.9708 | 5.7089 | 2.5449 | 1.1189 | -1.1519 | 5.9521 | 6.0836 | 9.2504 | 15.0203 | 16.2078 | 10.0373 | 5.2727 | 2.0991 | -0.33232 | -1.6964 | -1.2333 | -0.75338 | 1.8061 | 3.2053 | 2.6392 | 8.3877 | 3.3487 | 6.4996 | 2.9439 | 3.1614 | 1.525 | -0.40795 | 1.5903 | 1.3526 | 1.1637 | 0.45672 | -0.2267 | 0.1971 | 2.9831 | 3.3493 | -1.5143 | -2.3276 | -0.39593 | -0.53197 | 0.71837 | -0.61276 | -1.3785 | -1.4466 | -1.6744 | -1.6565 | 97.3843 | 45.64 | 21.6043 | -4.4878 | 72.103 | 29.8338 | 6.2203
| KY | 10.521 | 9.5313 | 7.7831 | 8.3943 | 5.6638 | 5.6309 | 7.6021 | 6.0669 | 6.9559 | 4.941 | 5.7985 | 8.0492 | 8.9736 | 6.7751 | 3.1022 | 4.3249 | 3.5487 | -1.4058 | -3.5715 | -4.4023 | -3.7206 | -4.4005 | -5.4005 | 2.7654 | 3.8266 | 4.2495 | 1.5256 | 0.29236 | 0.42836 | -0.93465 | -0.63117 | -0.87808 | -1.0521 | -0.7715 | 0.7404 | 2.3167 | 3.0051 | 3.7114 | -0.32395 | -0.72133 | -0.25621 | -0.7753 | -0.47629 | -0.99306 | -0.94265 | -0.43716 | -0.17552 | 0.40216 | 86.938 | 6.5888 | 9.112 | 2.0172 | 71.769 | -9.8132 | 4.2046
| MD | 1.4988 | 1.1755 | 1.1578 | 1.0851 | 2.0638 | 4.4801 | 9.5962 | 8.3793 | 4.5318 | 2.3858 | 1.399 | 2.6891 | 3.3037 | 1.9509 | 1.6212 | 1.7025 | 3.6408 | 5.8233 | 13.238 | 9.3389 | 4.5507 | 3.1502 | 2.1392 | 2.0298 | 1.0219 | 0.23031 | 1.2441 | 0.97296 | 1.5158 | 4.8587 | 9.0738 | 8.0261 | 4.4183 | 2.0944 | 1.8377 | 2.2019 | 2.8589 | 2.1199 | 2.5317 | 1.903 | 2.7476 | 5.2697 | 11.8969 | 8.8841 | 5.1606 | 3.4864 | 2.8207 | 2.7647 | 40.4424 | 52.4892 | 37.496 | 52.4442 | 45.6804 | 45.2552 | 44.672
| MI | -2.0418 | -1.951 | -0.18618 | 0.51961 | -0.50966 | -0.44453 | 4.2822 | 3.325 | -0.54779 | -0.40861 | -3.1922 | -1.826 | -3.1074 | -3.5526 | -1.4445 | -0.14133 | 0.16812 | 1.5579 | 2.4864 | 2.012 | -0.61938 | -1.255 | -4.4135 | -4.1404 | 1.4528 | 1.5345 | 0.55007 | 0.85222 | -2.1168 | -2.1482 | -5.2014 | -5.8977 | 0.23848 | 0.44865 | 0.79916 | 1.8842 | 2.6459 | 3.1877 | 0.50288 | 0.1214 | 0.42969 | -5.5011 | -8.363 | -0.37997 | 0.074772 | 0.48669 | 0.36014 | 2.038 | -2.981 | -12.4497 | -7.6041 | -4.3969 | -6.8897 | -2.0992 | -2.9892
| NC | -8.5566 | -10.1784 | -18.6724 | -26.0277 | -28.2826 | -26.7025 | -39.1302 | -38.9607 | -25.5798 | -31.8695 | -27.1045 | -16.4 | -13.4633 | -11.0162 | -18.9543 | -19.5194 | -19.5392 | -17.3917 | -18.779 | -15.9055 | -13.9785 | -17.8759 | -22.8163 | -16.579 | 2.962 | 2.2523 | 1.2707 | 1.0991 | 0.25373 | 0.71405 | 0.29976 | 1.0966 | -0.028815 | 0.54425 | 0.090286 | 3.035 | 2.7156 | 2.1953 | -1.0022 | -1.5106 | -1.5847 | -1.3271 | -1.4292 | -2.0744 | -1.8639 | -1.6754 | -2.2406 | 0.79884 | -297.4648 | -205.8183 | 13.589 | -8.9983 | -288.2397 | -115.488 | 6.5646
| NJ | 10.6588 | 8.1233 | 6.7983 | 6.458 | 11.7145 | 13.9887 | 19.0499 | 19.6965 | 15.2334 | 13.5984 | 10.2954 | 10.2393 | 11.1642 | 8.8454 | 9.8299 | 12.1316 | 13.9407 | 16.3355 | 25.8704 | 23.0642 | 16.764 | 15.8728 | 13.0141 | 12.3972 | 12.6776 | 11.4589 | 11.6834 | 10.1254 | 13.4851 | 15.7608 | 23.8452 | 23.1517 | 15.2139 | 13.0146 | 12.2599 | 12.4498 | 12.6393 | 10.8833 | 17.2763 | 13.6388 | 15.4562 | 18.2038 | 28.0136 | 25.6157 | 19.6367 | 18.6737 | 15.929 | 14.6873 | 145.8546 | 179.2299 | 175.1263 | 210.6537 | 158.0134 | 182.7485 | 185.5897
| NY | 0.85236 | 0.68777 | 1.1527 | 3.3305 | 2.4098 | 14.4444 | 14.6471 | 17.1869 | 5.8194 | 7.7406 | 5.5559 | -0.21974 | 0.4019 | 0.21452 | 5.3484 | 5.7268 | 3.1654 | 13.4405 | 12.2684 | 10.3366 | 4.1658 | 8.2379 | 7.8064 | 2.1683 | 2.0138 | 1.1571 | 3.4004 | 1.595 | 1.0445 | 10.16 | 15.6162 | 13.1296 | 5.9168 | 9.8096 | 5.2605 | 4.6592 | 3.7497 | 3.0534 | 3.9314 | 4.4344 | 2.2136 | 9.122 | 12.8966 | 8.6974 | 3.4322 | 4.8623 | 3.5424 | 8.2862 | 73.6078 | 73.2809 | 73.7628 | 68.2215 | 80.0316 | 67.6347 | 81.9346
| OH | 13.4069 | 14.0244 | 13.9913 | 9.1109 | 4.4515 | 14.1839 | 16.0839 | 13.5368 | 8.0171 | 3.2372 | 6.0329 | 8.7465 | 8.4339 | 6.2694 | 2.5173 | 3.115 | 3.0758 | 13.0404 | 10.5119 | 11.022 | 4.2841 | 2.4113 | -0.19499 | 3.2821 | 5.9932 | 4.6296 | 2.6584 | 1.5032 | 1.9933 | -0.06053 | 1.5205 | -0.43 | -1.2857 | -0.92093 | 1.6916 | 3.7438 | 6.3301 | 5.9788 | 2.2798 | 0.74256 | 0.1896 | -2.3732 | 0.57874 | -1.3133 | -2.043 | -0.19817 | 0.48297 | 2.0228 | 124.8232 | 67.7682 | 21.0364 | 12.6777 | 93.2495 | 61.1346 | 19.7795
| PA | 32.9456 | 27.5682 | 22.5633 | 17.5375 | 20.0177 | 28.6208 | 31.6949 | 28.48 | 28.6906 | 20.4818 | 22.9745 | 33.4318 | 34.4493 | 30.0658 | 22.1915 | 15.8399 | 21.6832 | 32.6102 | 31.5835 | 34.4619 | 30.2983 | 21.4478 | 23.3472 | 34.8953 | 20.2147 | 17.4543 | 18.2145 | 16.587 | 18.9805 | 25.1028 | 24.4755 | 25.4033 | 25.4131 | 16.746 | 19.6869 | 28.493 | 25.2568 | 22.7445 | 20.3504 | 20.8282 | 21.8335 | 28.1311 | 30.9615 | 30.4979 | 26.74 | 20.7498 | 23.4821 | 29.4539 | 315.0069 | 332.8738 | 256.7714 | 301.0297 | 318.6041 | 300.0952 | 276.3339
| TN | -0.81886 | -0.61849 | -1.9262 | -3.4483 | -3.2028 | -4.9506 | -3.6886 | -3.4042 | -5.6901 | -6.8742 | -5.7558 | -0.0027046 | 2.4433 | 2.8622 | 1.4466 | 0.92484 | 1.4994 | 2.7775 | 3.4022 | 4.2832 | 2.0677 | 2.8599 | 2.3737 | 3.4468 | 1.0801 | 1.8224 | 0.36017 | 0.28557 | 0.2957 | -0.63792 | -0.29661 | -0.39196 | 0.01897 | 0.59575 | 0.97252 | 1.0929 | 0.81061 | 0.57468 | 0.40816 | -0.40407 | 0.11316 | -0.50044 | -0.21721 | -0.48287 | -0.035095 | 0.61035 | 0.28781 | -0.021091 | -40.3808 | 30.3873 | 5.1975 | 1.144 | -21.1899 | 25.0549 | 2.8562
| VA | 2.9443 | 3.2105 | 3.5443 | 3.2604 | 2.5485 | -0.16016 | 5.3217 | -4.9695 | -0.33668 | 1.6078 | 2.9861 | 5.7385 | 6.9393 | 6.8216 | 4.4573 | 2.9555 | 1.6441 | -4.1946 | 4.6098 | -3.3509 | 1.5786 | 3.3002 | 4.3366 | 6.2734 | -0.12276 | 0.0048122 | -1.4785 | -1.5284 | -3.0641 | -6.3844 | -3.2289 | -4.1887 | -5.2979 | -4.1261 | -3.462 | -1.879 | 4.4983 | 3.307 | -0.57022 | -1.3225 | -1.5345 | -3.6137 | -0.17963 | -2.0456 | -3.1213 | -1.3856 | -1.522 | 0.74741 | 25.6958 | 35.371 | -34.756 | -6.7423 | 33.0055 | 6.3642 | -24.1889
| WV | 11.8345 | 15.2311 | 7.6318 | 8.389 | 0.55824 | 1.3319 | 4.875 | 3.377 | -1.4792 | -1.3167 | 6.0694 | 8.9085 | 14.1122 | 10.1141 | 3.5377 | 3.3578 | -0.43911 | 1.0466 | 2.5942 | 1.7585 | -0.30052 | 2.1385 | 1.2194 | 8.0273 | 8.8045 | 6.4703 | 2.6077 | 1.7994 | 0.056421 | -2.2367 | -1.2275 | -1.4246 | -3.2023 | -1.1183 | 2.3181 | 5.2193 | 8.4962 | 5.4219 | 1.9496 | -1.1209 | -1.1656 | -2.6729 | -1.5366 | -2.1634 | -2.4124 | -1.5392 | -0.47163 | 1.6865 | 65.4106 | 47.1665 | 18.0662 | 4.4716 | 52.4485 | 36.2223 | 11.9092
Calendar Total Emissions

## Typical Summer Day Emissions
Typical Summer Day Emissions
Emissions by Plant: MAAC Region
short tons (Hg emissions are shown in lbs.)
| ORIS Code | CO2 | NOx | SO2 | Hg | PM10 | PM2.5
| 591 | 0 | 0 | 0 | 0 | 0 | 0
| 592 | 0 | 0 | 0 | 0 | 0 | 0
| 593 | 0 | 0 | 0 | 0 | 0 | 0
| 594 | 0 | 0 | 0 | 0 | 0 | 0
| 597 | 0 | 0 | 0 | 0 | 0 | 0
| 602 | 0 | 0 | 0 | 0 | 0 | 0
| 1552 | 0 | 0 | 0 | 0 | 0 | 0
| 1554 | -70.826 | -0.056401 | -0.020881 | 0 | -0.0045017 | -0.0043417
| 1556 | 132.7319 | 0.010964 | 0.00066449 | 0 | 0.0085477 | 0.008244
| 1557 | 0 | 0 | 0 | 0 | 0 | 0
| 1563 | 0 | 0 | 0 | 0 | 0 | 0
| 1564 | 0 | 0 | 0 | 0 | 0 | 0
| 1571 | 0 | 0 | 0 | 0 | 0 | 0
| 1572 | 0 | 0 | 0 | 0 | 0 | 0
| 1573 | 252.05 | 0.045342 | 0.15852 | 3.2099e-07 | 0.017807 | 0.017784
| 1580 | 0 | 0 | 0 | 0 | 0 | 0
| 2379 | 0 | 0 | 0 | 0 | 0 | 0
| 2390 | 0 | 0 | 0 | 0 | 0 | 0
| 2393 | 0 | 0 | 0 | 0 | 0 | 0
| 2398 | 715.75 | 0.097972 | 0.0036063 | 0 | 0.04639 | 0.044742
| 2399 | 0 | 0 | 0 | 0 | 0 | 0
| 2401 | 0 | 0 | 0 | 0 | 0 | 0
| 2404 | 0 | 0 | 0 | 0 | 0 | 0
| 2406 | 1241.925 | 0.069977 | 0.0062666 | 0 | 0.08061 | 0.077746
| 2410 | 0 | 0 | 0 | 0 | 0 | 0
| 2411 | 401.274 | 0.068018 | 0 | 0 | 0.026249 | 0.025316
| 2434 | 0 | 0 | 0 | 0 | 0 | 0
| 3109 | 0 | 0 | 0 | 0 | 0 | 0
| 3110 | 0 | 0 | 0 | 0 | 0 | 0
| 3111 | 0 | 0 | 0 | 0 | 0 | 0
| 3112 | 0 | 0 | 0 | 0 | 0 | 0
| 3113 | 0 | 0 | 0 | 0 | 0 | 0
| 3114 | 0 | 0 | 0 | 0 | 0 | 0
| 3115 | 0 | 0 | 0 | 0 | 0 | 0
| 3116 | 0 | 0 | 0 | 0 | 0 | 0
| 3118 | 2650.623 | 0.94911 | 1.0361 | 2.7454e-06 | 0.40469 | 0.2871
| 3120 | 0 | 0 | 0 | 0 | 0 | 0
| 3122 | 380.326 | 0.33542 | 0.37745 | 7.4259e-07 | 0.052023 | 0.037219
| 3130 | 0 | 0 | 0 | 0 | 0 | 0
| 3131 | 300.336 | 0.30016 | 0.07504 | 0 | 0.019305 | 0.01862
| 3132 | 0 | 0 | 0 | 0 | 0 | 0
| 3136 | 580.331 | 0.19887 | 1.0045 | 8.8833e-07 | 0.077946 | 0.055738
| 3139 | 0 | 0 | 0 | 0 | 0 | 0
| 3140 | 779.276 | 0.77882 | 0.19471 | 0 | 0.050092 | 0.048312
| 3142 | 0 | 0 | 0 | 0 | 0 | 0
| 3143 | 0 | 0 | 0 | 0 | 0 | 0
| 3144 | 0 | 0 | 0 | 0 | 0 | 0
| 3146 | 0 | 0 | 0 | 0 | 0 | 0
| 3147 | 0 | 0 | 0 | 0 | 0 | 0
| 3148 | 2026.455 | 2.662 | 0.12032 | 0 | 0.12948 | 0.12488
| 3149 | 0 | 0 | 0 | 0 | 0 | 0
| 3152 | 0 | 0 | 0 | 0 | 0 | 0
| 3154 | 0 | 0 | 0 | 0 | 0 | 0
| 3155 | 0 | 0 | 0 | 0 | 0 | 0
| 3157 | 0 | 0 | 0 | 0 | 0 | 0
| 3160 | 0 | 0 | 0 | 0 | 0 | 0
| 3161 | 0 | 0 | 0 | 0 | 0 | 0
| 3162 | 0 | 0 | 0 | 0 | 0 | 0
| 3163 | 0 | 0 | 0 | 0 | 0 | 0
| 3168 | 0 | 0 | 0 | 0 | 0 | 0
| 3169 | 0 | 0 | 0 | 0 | 0 | 0
| 3170 | 0 | 0 | 0 | 0 | 0 | 0
| 3176 | 128.5717 | 0.01125 | 0.00064906 | 0 | 0.010997 | 0.0081271
| 3782 | 0 | 0 | 0 | 0 | 0 | 0
| 3785 | 0 | 0 | 0 | 0 | 0 | 0
| 4257 | 0 | 0 | 0 | 0 | 0 | 0
| 5083 | 0 | 0 | 0 | 0 | 0 | 0
| 6390 | 0 | 0 | 0 | 0 | 0 | 0
| 6391 | 0 | 0 | 0 | 0 | 0 | 0
| 6565 | 0 | 0 | 0 | 0 | 0 | 0
| 6776 | 0 | 0 | 0 | 0 | 0 | 0
| 7138 | 0 | 0 | 0 | 0 | 0 | 0
| 7153 | 2703.844 | 0.77884 | 0.0090827 | 0 | 0.17525 | 0.16903
| 7288 | 0 | 0 | 0 | 0 | 0 | 0
| 7318 | 0 | 0 | 0 | 0 | 0 | 0
| 7690 | 0 | 0 | 0 | 0 | 0 | 0
| 7701 | 0 | 0 | 0 | 0 | 0 | 0
| 7835 | 0 | 0 | 0 | 0 | 0 | 0
| 7962 | 0 | 0 | 0 | 0 | 0 | 0
| 8008 | 0 | 0 | 0 | 0 | 0 | 0
| 8012 | 0 | 0 | 0 | 0 | 0 | 0
| 10030 | 0.00011 | 1e-08 | 0 | 0 | 1.1e-08 | 1e-09
| 10043 | 0 | 0 | 0 | 0 | 0 | 0
| 10061 | 0 | 0 | 0 | 0 | 0 | 0
| 10099 | 68.4858 | 0.021168 | 0.00034326 | 0 | 0.0044155 | 0.0042587
| 10113 | 0 | 0 | 0 | 0 | 0 | 0
| 10118 | 0 | 0 | 0 | 0 | 0 | 0
| 10122 | 0 | 0 | 0 | 0 | 0 | 0
| 10123 | 0 | 0 | 0 | 0 | 0 | 0
| 10129 | 0 | 0 | 0 | 0 | 0 | 0
| 10224 | 0 | 0 | 0 | 0 | 0 | 0
| 10302 | 0 | 0 | 0 | 0 | 0 | 0
| 10308 | 292.219 | 0.19423 | 0.0014751 | 0 | 0.012838 | 0.01283
| 10343 | 0 | 0 | 0 | 0 | 0 | 0
| 10435 | 0 | 0 | 0 | 0 | 0 | 0
| 10566 | 0 | 0 | 0 | 0 | 0 | 0
| 10603 | 0 | 0 | 0 | 0 | 0 | 0
| 10629 | 0 | 0 | 0 | 0 | 0 | 0
| 10643 | 0 | 0 | 0 | 0 | 0 | 0
| 10693 | 0 | 0 | 0 | 0 | 0 | 0
| 10746 | 0 | 0 | 0 | 0 | 0 | 0
| 10751 | 168.8265 | 0.060651 | 0.00085224 | 0 | 0.0095399 | 0.0095399
| 10805 | 0 | 0 | 0 | 0 | 0 | 0
| 10870 | 0 | 0 | 0 | 0 | 0 | 0
| 50094 | 0 | 0 | 0 | 0 | 0 | 0
| 50215 | 0 | 0 | 0 | 0 | 0 | 0
| 50279 | 0 | 0 | 0 | 0 | 0 | 0
| 50373 | 0 | 0 | 0 | 0 | 0 | 0
| 50385 | 0.0001 | 0 | 1e-09 | 0 | 0 | 0
| 50411 | 0 | 0 | 0 | 0 | 0 | 0
| 50463 | 0 | 0 | 0 | 0 | 0 | 0
| 50497 | 0.0001 | 0 | 1e-09 | 0 | 1e-08 | 1e-08
| 50561 | 2245.2595 | 0.38058 | 0 | 0 | 0.14687 | 0.14165
| 50611 | 0 | 0 | 0 | 0 | 0 | 0
| 50628 | 89.2583 | 0.14545 | 0.47893 | 7.0953e-08 | 0.0070597 | 0.0045889
| 50657 | 0 | 0 | 0 | 0 | 0 | 0
| 50776 | 164.929 | 0.087525 | 0.092744 | 4.7078e-08 | 0.0082698 | 0.0038179
| 50799 | 78.7872 | 0.040833 | 0.00039772 | 0 | 0.0051161 | 0.0049343
| 50852 | 77.1772 | 0.042275 | 0.00038963 | 0 | 0.006825 | 0.006825
| 50859 | 0 | 0 | 0 | 0 | 0 | 0
| 50885 | 0 | 0 | 0 | 0 | 0 | 0
| 50888 | 0 | 0 | 0 | 0 | 0 | 0
| 50960 | 0 | 0 | 0 | 0 | 0 | 0
| 50974 | 0 | 0 | 0 | 0 | 0 | 0
| 52149 | 0 | 0 | 0 | 0 | 0 | 0
| 52193 | 0 | 0 | 0 | 0 | 0 | 0
| 54250 | 0 | 0 | 0 | 0 | 0 | 0
| 54333 | 4e-06 | 1e-09 | 0 | 0 | 2e-10 | 2e-10
| 54569 | 0 | 0 | 0 | 0 | 0 | 0
| 54625 | 0 | 0 | 0 | 0 | 0 | 0
| 54634 | 0 | 0 | 0 | 0 | 0 | 0
| 54640 | 285.462 | 0.046708 | 0.0019162 | 0 | 0.018487 | 0.01783
| 54693 | 18.3217 | 0.0046979 | 0 | 0 | 0.0026712 | 0.0025466
| 54708 | 0 | 0 | 0 | 0 | 0 | 0
| 54746 | 0 | 0 | 0 | 0 | 0 | 0
| 54785 | 0 | 0 | 0 | 0 | 0 | 0
| 54795 | 0 | 0 | 0 | 0 | 0 | 0
| 54829 | 0 | 0 | 0 | 0 | 0 | 0
| 54832 | 0 | 0 | 0 | 0 | 0 | 0
| 54934 | 0 | 0 | 0 | 0 | 0 | 0
| 54980 | 0 | 0 | 0 | 0 | 0 | 0
| 55074 | 0 | 0 | 0 | 0 | 0 | 0
| 55193 | 165.912 | 0.009492 | 0.00083753 | 0 | 0.0060381 | 0.0060371
| 55231 | 582.039 | 0.051418 | 0.0029382 | 0 | 0.05894 | 0.05894
| 55233 | 0 | 0 | 0 | 0 | 0 | 0
| 55239 | 604.793 | 0.051902 | 0.003053 | 0 | 0.035035 | 0.035035
| 55298 | 1591.105 | 0.10174 | 0.008032 | 0 | 0.034354 | 0.034354
| 55337 | 107.792 | 0.011246 | 0.00054415 | 0 | 0.0050911 | 0.004351
| 55381 | 0 | 0 | 0 | 0 | 0 | 0
| 55524 | 2356.563 | 0.29798 | 0.0046267 | 0 | 0.15368 | 0.14822
| 55667 | 263.75 | 0.021969 | 0.0013314 | 0 | 0.017127 | 0.016518
| 55690 | 1090.665 | 0.054933 | 0.0082399 | 0 | 0.070662 | 0.068152
| 55765 | 0 | 0 | 0 | 0 | 0 | 0
| 55801 | 709.336 | 0.075793 | 0.0035808 | 0 | 0.046061 | 0.044425
| 55885 | 0 | 0 | 0 | 0 | 0 | 0
| 55938 | 0 | 0 | 0 | 0 | 0 | 0
| 55964 | 0 | 0 | 0 | 0 | 0 | 0
| 55976 | 0 | 0 | 0 | 0 | 0 | 0
| 56038 | 0 | 0 | 0 | 0 | 0 | 0
| 56050 | 0 | 0 | 0 | 0 | 0 | 0
| 56397 | 0 | 0 | 0 | 0 | 0 | 0
| 56429 | 0 | 0 | 0 | 0 | 0 | 0
| 56430 | 0 | 0 | 0 | 0 | 0 | 0
| 56510 | 0 | 0 | 0 | 0 | 0 | 0
| 56511 | 0 | 0 | 0 | 0 | 0 | 0
| 56512 | 0 | 0 | 0 | 0 | 0 | 0
| 56513 | 0 | 0 | 0 | 0 | 0 | 0
| 56571 | 0 | 0 | 0 | 0 | 0 | 0
| 56680 | 0 | 0 | 0 | 0 | 0 | 0
| 56690 | 0 | 0 | 0 | 0 | 0 | 0
| 56701 | 0 | 0 | 0 | 0 | 0 | 0
| 56846 | 0 | 0 | 0 | 0 | 0 | 0
| 56850 | 0 | 0 | 0 | 0 | 0 | 0
| 56873 | 0 | 0 | 0 | 0 | 0 | 0
| 56884 | 0 | 0 | 0 | 0 | 0 | 0
| 56887 | 0 | 0 | 0 | 0 | 0 | 0
| 56890 | 0 | 0 | 0 | 0 | 0 | 0
| 56911 | 0 | 0 | 0 | 0 | 0 | 0
| 56957 | 0 | 0 | 0 | 0 | 0 | 0
| 56963 | 701.143 | 0.035984 | 0.0035394 | 0 | 0.017006 | 0.014449
| 57183 | 0 | 0 | 0 | 0 | 0 | 0
| 57349 | 295.355 | 0.017643 | 0.0014909 | 0 | 0.019179 | 0.018497
| 57581 | 0 | 0 | 0 | 0 | 0 | 0
| 57582 | 0 | 0 | 0 | 0 | 0 | 0
| 57788 | 2e-05 | 0 | 0 | 0 | 0 | 0
| 57839 | 541.445 | 0.025966 | 0.0027333 | 0 | 0.035159 | 0.03391
| 57843 | 0 | 0 | 0 | 0 | 0 | 0
| 57845 | 0 | 0 | 0 | 0 | 0 | 0
| 57846 | 0 | 0 | 0 | 0 | 0 | 0
| 57847 | 0 | 0 | 0 | 0 | 0 | 0
| 57848 | 0 | 0 | 0 | 0 | 0 | 0
| 58051 | 0 | 0 | 0 | 0 | 0 | 0
| 58079 | 576.394 | 0.030067 | 0.0029097 | 0 | 0.037429 | 0.036099
| 58110 | 0 | 0 | 0 | 0 | 0 | 0
| 58165 | 0 | 0 | 0 | 0 | 0 | 0
| 58172 | 0 | 0 | 0 | 0 | 0 | 0
| 58207 | -3e-05 | 0 | 0 | 0 | -1e-09 | 0
| 58208 | 0 | 0 | 0 | 0 | 0 | 0
| 58235 | 0 | 0 | 0 | 0 | 0 | 0
| 58246 | 0 | 0 | 0 | 0 | 0 | 0
| 58250 | 0 | 0 | 0 | 0 | 0 | 0
| 58252 | 0 | 0 | 0 | 0 | 0 | 0
| 58326 | 0 | 0 | 0 | 0 | 0 | 0
| 58420 | 492.239 | 0.083438 | 0 | 0 | 0.032199 | 0.031055
| 58426 | 331.648 | 0.056216 | 0 | 0 | 0.021694 | 0.020923
| 58433 | 0 | 0 | 0 | 0 | 0 | 0
| 58442 | 0 | 0 | 0 | 0 | 0 | 0
| 58476 | 0 | 0 | 0 | 0 | 0 | 0
| 58497 | 0 | 0 | 0 | 0 | 0 | 0
| 58584 | 0 | 0 | 0 | 0 | 0 | 0
| 58714 | 49.0286 | 0.0083638 | 0 | 0 | 0.0032276 | 0.003113
| 58715 | 0 | 0 | 0 | 0 | 0 | 0
| 58811 | 0 | 0 | 0 | 0 | 0 | 0
| 58813 | 0 | 0 | 0 | 0 | 0 | 0
| 58818 | 0 | 0 | 0 | 0 | 0 | 0
| 58821 | 49.0286 | 0.0083638 | 0 | 0 | 0.0032276 | 0.003113
| 58897 | 0 | 0 | 0 | 0 | 0 | 0
| 58947 | 0 | 0 | 0 | 0 | 0 | 0
| 59012 | 0 | 0 | 0 | 0 | 0 | 0
| 59026 | 0 | 0 | 0 | 0 | 0 | 0
| 59055 | 0 | 0 | 0 | 0 | 0 | 0
| 59056 | 0 | 0 | 0 | 0 | 0 | 0
| 59073 | 0 | 0 | 0 | 0 | 0 | 0
| 59116 | 0 | 0 | 0 | 0 | 0 | 0
| 59220 | 1594.028 | 0.2702 | 0 | 0 | 0.10427 | 0.10057
| 59783 | 0 | 0 | 0 | 0 | 0 | 0
| 59906 | 308.685 | 0.052324 | 0 | 0 | 0.020192 | 0.019475
| 60234 | 0 | 0 | 0 | 0 | 0 | 0
| 60235 | 0 | 0 | 0 | 0 | 0 | 0
| 60236 | 0 | 0 | 0 | 0 | 0 | 0
| 60302 | 0 | 0 | 0 | 0 | 0 | 0
| 60357 | 202.81 | 0.034377 | 0 | 0 | 0.013267 | 0.012795
| 60368 | 412.805 | 0.069972 | 0 | 0 | 0.027003 | 0.026044
| 60388 | 0 | 0 | 0 | 0 | 0 | 0
| 60589 | 0 | 0 | 0 | 0 | 0 | 0
| 60933 | 0 | 0 | 0 | 0 | 0 | 0
| 61035 | 66.141 | 0.011211 | 0 | 0 | 0.0043264 | 0.0041728
| 61263 | 49.0286 | 0.0083638 | 0 | 0 | 0.0032276 | 0.003113
| 61282 | 3.6173 | 0.0033222 | 0.00060404 | 0 | 0.00046141 | 0.00043822
| 61286 | 0 | 0 | 0 | 0 | 0 | 0
| 61737 | 0 | 0 | 0 | 0 | 0 | 0
| 61822 | 0 | 0 | 0 | 0 | 0 | 0
| 62741 | 0 | 0 | 0 | 0 | 0 | 0
| 50060 | 0 | 0 | 0 | 0 | 0 | 0
| 50397 | 0 | 0 | 0 | 0 | 0 | 0
| 54638 | 0 | 0 | 0 | 0 | 0 | 0
| 57407 | 0 | 0 | 0 | 0 | 0 | 0
| 58565 | 0 | 0 | 0 | 0 | 0 | 0
Emissions by State: PJM and New York
short tons (Hg emissions are shown in lbs.)
| State | CO2 | NOx | SO2 | Hg | PM10 | PM2.5
| DC | -24.4811 | -0.022484 | -0.004088 | 0 | -0.0031228 | -0.0029658
| DE | 2999.1998 | 0.79649 | 0.010574 | 0 | 0.19443 | 0.18752
| IL | 4391.8453 | 1.9933 | 0.052714 | 0.00072731 | 0.28757 | 0.28554
| IN | -1149.1086 | -0.93959 | 2.5595 | 0.013019 | 0.0041512 | 0.049628
| KY | 3631.7352 | 2.0676 | 0.73779 | 0.0048037 | 0.3041 | 0.21558
| MD | 1911.6017 | 0.27342 | 0.13891 | 0.00064199 | 0.12659 | 0.12269
| MI | 3205.3234 | 2.5965 | 4.2538 | 0.011718 | 0.27239 | 0.19899
| NC | -19204.1727 | -23.0126 | -18.5942 | -0.083999 | -1.4059 | -1.2563
| NJ | 8088.2012 | 1.3118 | 0.50641 | 0.00014191 | 0.48903 | 0.46976
| NY | 10282.2364 | 4.7143 | 6.4209 | 0.00591 | 0.89602 | 0.80982
| OH | 8012.2208 | 5.202 | 3.8765 | 0.013201 | 0.97006 | 0.91815
| PA | 18569.3888 | 7.3318 | 3.869 | 0.013999 | 1.5196 | 1.3078
| TN | -7427.4344 | -1.396 | -0.60215 | -0.059876 | -0.2402 | -0.069658
| VA | -1254.7604 | 1.1835 | 0.38955 | -0.0016682 | 0.056509 | -0.26814
| WV | 1440.0843 | 0.065291 | -0.43998 | -0.00050492 | 0.12345 | 0.13031

## HEDD Emissions
High Electricity Demand Day Emissions
Emissions by Plant: MAAC Region
short tons (Hg emissions are shown in lbs.)
| ORIS Code | CO2 | NOx | SO2 | Hg | PM10 | PM2.5
| 591 | 0 | 0 | 0 | 0 | 0 | 0
| 592 | 0 | 0 | 0 | 0 | 0 | 0
| 593 | 0.0001 | 0 | 0 | 0 | 0 | 1e-08
| 594 | 1305.455 | 0.53249 | 1.5536 | 2.8861e-06 | 0.082916 | 0.045933
| 597 | 0 | 0 | 0 | 0 | 0 | 0
| 602 | 894.733 | 0.27242 | 0.49747 | 1.9524e-06 | 0.068022 | 0.064598
| 1552 | 0 | 0 | 0 | 0 | 0 | 0
| 1554 | 329.691 | 0.13964 | 1.6001 | 7.744e-07 | 0.052111 | 0.042917
| 1556 | 121.3854 | 0.046368 | 0.0027244 | 0 | 0.0077168 | 0.0074427
| 1557 | 0 | 0 | 0 | 0 | 0 | 0
| 1563 | 0 | 0 | 0 | 0 | 0 | 0
| 1564 | 0 | 0 | 0 | 0 | 0 | 0
| 1571 | 224.149 | 0.1327 | 0.19988 | 3.8748e-07 | 0.024152 | 0.021035
| 1572 | 194.3792 | 0.12363 | 0.007701 | 0 | 0.012383 | 0.011943
| 1573 | 0 | 0 | 0 | 0 | 0 | 0
| 1580 | 12.6312 | 0.010963 | 0.080658 | 3.7588e-08 | 0.0050314 | 0.0043038
| 2379 | 873.1654 | 5.222 | 0.015463 | 0 | 0.055287 | 0.053323
| 2390 | 836.4077 | 0.94026 | 0.44623 | 9.3121e-07 | 0.19522 | 0.18495
| 2393 | -177.3488 | -0.28915 | -0.016651 | 0 | -0.006818 | -0.0065757
| 2398 | 1034.059 | 0.14154 | 0.0052102 | 0 | 0.067021 | 0.06464
| 2399 | 358.9364 | 0.33131 | 0.001965 | 5.4158e-08 | 0.031835 | 0.030429
| 2401 | 130.3454 | 0.081842 | 0.0010826 | 0 | 0.0083553 | 0.0080585
| 2404 | 250.4516 | 0.092083 | 0.0017437 | 0 | 0.01619 | 0.015615
| 2406 | 1131.5668 | 0.22886 | 0.0057079 | 0 | 0.073423 | 0.070815
| 2410 | 0 | 0 | 0 | 0 | 0 | 0
| 2411 | 158.384 | 0.026847 | 0 | 0 | 0.01036 | 0.0099924
| 2434 | 117.8905 | 0.016957 | 0.00059497 | 0 | 0.00368 | 0.0036327
| 3109 | 0 | 0 | 0 | 0 | 0 | 0
| 3110 | 0 | 0 | 0 | 0 | 0 | 0
| 3111 | 0 | 0 | 0 | 0 | 0 | 0
| 3112 | 0 | 0 | 0 | 0 | 0 | 0
| 3113 | 0 | 0 | 0 | 0 | 0 | 0
| 3114 | 0 | 0 | 0 | 0 | 0 | 0
| 3115 | 0 | 0 | 0 | 0 | 0 | 0
| 3116 | 0 | 0 | 0 | 0 | 0 | 0
| 3118 | 547.61 | 0.19951 | 0.22088 | 4.6013e-07 | 0.083607 | 0.059313
| 3120 | 14.5664 | 0.00249 | 0 | 0 | 0.00081125 | 0.00081125
| 3122 | 266.91 | 0.2368 | 0.2556 | 4.9796e-07 | 0.035494 | 0.025104
| 3130 | 0 | 0 | 0 | 0 | 0 | 0
| 3131 | 210.407 | 0.21028 | 0.052571 | 0 | 0.013525 | 0.013045
| 3132 | 0 | 0 | 0 | 0 | 0 | 0
| 3136 | 0 | 0 | 0 | 0 | 0 | 0
| 3139 | 0 | 0 | 0 | 0 | 0 | 0
| 3140 | 412.222 | 0.41198 | 0.103 | 0 | 0.026498 | 0.025556
| 3142 | 0 | 0 | 0 | 0 | 0 | 0
| 3143 | 0 | 0 | 0 | 0 | 0 | 0
| 3144 | 0 | 0 | 0 | 0 | 0 | 0
| 3146 | 0 | 0 | 0 | 0 | 0 | 0
| 3147 | 0 | 0 | 0 | 0 | 0 | 0
| 3148 | 1479.1704 | 1.7827 | 0.083405 | 0 | 0.094762 | 0.091396
| 3149 | 731.623 | 0.50251 | 1.3709 | 2.4501e-07 | 0.035305 | 0.023353
| 3152 | 0 | 0 | 0 | 0 | 0 | 0
| 3154 | 0 | 0 | 0 | 0 | 0 | 0
| 3155 | 0 | 0 | 0 | 0 | 0 | 0
| 3157 | 321.7245 | 0.27924 | 2.0544 | 9.574e-07 | 0.12733 | 0.11778
| 3160 | 325.8773 | 0.28284 | 2.0809 | 9.6975e-07 | 0.12865 | 0.042224
| 3161 | 422.2618 | 0.3665 | 2.6964 | 1.2566e-06 | 0.16712 | 0.15458
| 3162 | 0 | 0 | 0 | 0 | 0 | 0
| 3163 | 101.167 | 0.087808 | 0.64601 | 3.0105e-07 | 0.02972 | 0.009928
| 3168 | 391.0949 | 1.4305 | 0.48978 | 1.1638e-06 | 0.07843 | 0.042533
| 3169 | 222.6844 | 0.19328 | 1.422 | 6.6267e-07 | 0.088135 | 0.081521
| 3170 | 428.966 | 0.37232 | 2.7392 | 1.2765e-06 | 0.1703 | 0.05228
| 3176 | 42.802 | 0.0037453 | 0.00021608 | 0 | 0.0036611 | 0.0027056
| 3782 | 0 | 0 | 0 | 0 | 0 | 0
| 3785 | 0 | 0 | 0 | 0 | 0 | 0
| 4257 | 126.5308 | 0.076167 | 0.78631 | 3.6302e-07 | 0.037542 | 0.023688
| 5083 | 676.3346 | 0.28632 | 0.0034087 | 0 | 0.043848 | 0.042291
| 6390 | 0 | 0 | 0 | 0 | 0 | 0
| 6391 | 1.0686 | 0.00092751 | 0.0068238 | 3.18e-09 | 0.00042294 | 0.0003912
| 6565 | 0 | 0 | 0 | 0 | 0 | 0
| 6776 | 0 | 0 | 0 | 0 | 0 | 0
| 7138 | 191.296 | 0.18648 | 0.0011668 | 0 | 0.012504 | 0.01206
| 7153 | 896.36 | 0.2582 | 0.003011 | 0 | 0.058099 | 0.056035
| 7288 | 289.3287 | 0.17022 | 0.001459 | 0 | 0.018768 | 0.018101
| 7318 | 189.021 | 0.22654 | 0.00095384 | 0 | 0.01227 | 0.011834
| 7690 | 0 | 0 | 0 | 0 | 0 | 0
| 7701 | 0 | 0 | 0 | 0 | 0 | 0
| 7835 | 1075.2102 | 0.28426 | 0.0054277 | 0 | 0.05791 | 0.05791
| 7962 | 47.8142 | 0.0077693 | 0.00024776 | 2.214e-08 | 0.0066383 | 0.0063011
| 8008 | 758.7674 | 7.0856 | 0.0038301 | 0 | 0.05301 | 0.05301
| 8012 | 97.4779 | 0.35654 | 0.12207 | 2.9008e-07 | 0.02242 | 0.01043
| 10030 | 0 | 1e-08 | 0 | 0 | 0 | 1e-09
| 10043 | 0 | 0 | 0 | 0 | 0 | 0
| 10061 | 1e-05 | 0 | 0 | 0 | 0 | 1e-10
| 10099 | 43.411 | 0.013418 | 0.00021758 | 0 | 0.0027989 | 0.0026995
| 10113 | 0 | 0 | 0 | 0 | 0 | 0
| 10118 | 0 | 0 | 0 | 0 | 0 | 0
| 10122 | 0 | 0 | 0 | 0 | 0 | 0
| 10123 | 0 | 0 | 0 | 0 | 0 | 0
| 10129 | 0 | 0 | 0 | 0 | 0 | 0
| 10224 | 0 | 0 | 0 | 0 | 0 | 0
| 10302 | 0 | 0 | 0 | 0 | 0 | 0
| 10308 | 194.686 | 0.1294 | 0.00098279 | 0 | 0.0085532 | 0.0085476
| 10343 | 0 | 0 | 0 | 0 | 0 | 0
| 10435 | 0 | 0 | 0 | 0 | 0 | 0
| 10566 | 0 | 0 | 0 | 0 | 0 | 0
| 10603 | 0 | 0 | 0 | 0 | 0 | 0
| 10629 | 0 | 0 | 0 | 0 | 0 | 0
| 10643 | 0 | 0 | 0 | 0 | 0 | 0
| 10693 | 0 | 0 | 0 | 0 | 0 | 0
| 10746 | 0 | 0 | 0 | 0 | 0 | 0
| 10751 | 163.966 | 0.058905 | 0.00082771 | 0 | 0.0092652 | 0.0092652
| 10805 | 0 | 0 | 0 | 0 | 0 | 0
| 10870 | 0 | 0 | 0 | 0 | 0 | 0
| 50094 | 0 | 0 | 0 | 0 | 0 | 0
| 50215 | 0 | 0 | 0 | 0 | 0 | 0
| 50279 | 24.7375 | 0.016275 | 0.00014568 | 0 | 0.0016063 | 0.0015492
| 50373 | 0 | 0 | 0 | 0 | 0 | 0
| 50385 | 0.0001 | 0 | 0 | 0 | 0 | 0
| 50411 | 0 | 0 | 0 | 0 | 0 | 0
| 50463 | 0 | 0 | 0 | 0 | 0 | 0
| 50497 | 0 | 0 | 0 | 0 | 0 | 0
| 50561 | 2071.919 | 0.3512 | 0 | 0 | 0.13553 | 0.13072
| 50611 | 0 | 0 | 0 | 0 | 0 | 0
| 50628 | 33.4718 | 0.054545 | 0.1796 | 2.6607e-08 | 0.0026474 | 0.0017209
| 50657 | 0 | 0 | 0 | 0 | 0 | 0
| 50776 | 142.442 | 0.075592 | 0.080098 | 4.0659e-08 | 0.0071423 | 0.0032973
| 50799 | 45.0157 | 0.02333 | 0.00022724 | 0 | 0.0029231 | 0.0028193
| 50852 | 11.0181 | 0.0060354 | 5.5626e-05 | 0 | 0.00097437 | 0.00097437
| 50859 | 0 | 0 | 0 | 0 | 0 | 0
| 50885 | 0 | 0 | 0 | 0 | 0 | 0
| 50888 | 0 | 0 | 0 | 0 | 0 | 0
| 50960 | 0 | 0 | 0 | 0 | 0 | 0
| 50974 | 0 | 0 | 0 | 0 | 0 | 0
| 52149 | 0 | 0 | 0 | 0 | 0 | 0
| 52193 | 0.0002 | 0 | 0 | 0 | 2e-08 | 2e-08
| 54250 | 0 | 0 | 0 | 0 | 0 | 0
| 54333 | 1e-06 | 0 | 0 | 0 | 1e-10 | 0
| 54569 | 0 | 0 | 0 | 0 | 0 | 0
| 54625 | 0 | 0 | 0 | 0 | 0 | 0
| 54634 | 0 | 0 | 0 | 0 | 0 | 0
| 54640 | 142.638 | 0.023339 | 0.00095749 | 0 | 0.0092375 | 0.0089094
| 54693 | 2.6095 | 0.0006691 | 0 | 0 | 0.00038044 | 0.0003627
| 54708 | 0 | 0 | 0 | 0 | 0 | 0
| 54746 | 0 | 0 | 0 | 0 | 0 | 0
| 54785 | 0 | 0 | 0 | 0 | 0 | 0
| 54795 | 0 | 0 | 0 | 0 | 0 | 0
| 54829 | 0 | 0 | 0 | 0 | 0 | 0
| 54832 | 0 | 0 | 0 | 0 | 0 | 0
| 54934 | 0 | 0 | 0 | 0 | 0 | 0
| 54980 | 0 | 0 | 0 | 0 | 0 | 0
| 55074 | 0 | 0 | 0 | 0 | 0 | 0
| 55193 | 165.697 | 0.0094797 | 0.00083644 | 0 | 0.0060303 | 0.0060293
| 55231 | 74.935 | 0.0066199 | 0.00037828 | 0 | 0.0075883 | 0.0075883
| 55233 | 0 | 0 | 0 | 0 | 0 | 0
| 55239 | 201.467 | 0.017289 | 0.001017 | 0 | 0.011671 | 0.011671
| 55298 | 133.6 | 0.0085426 | 0.00067441 | 0 | 0.0028845 | 0.0028845
| 55337 | 0 | 0 | 0 | 0 | 0 | 0
| 55381 | 1010.2731 | 1.2435 | 0.27367 | 2.9863e-06 | 0.073572 | 0.073572
| 55524 | 491.054 | 0.047221 | 0.0016421 | 0 | 0.031953 | 0.030818
| 55667 | 85.127 | 0.0070906 | 0.00042973 | 0 | 0.0055278 | 0.0053315
| 55690 | 323.326 | 0.016285 | 0.0024427 | 0 | 0.020948 | 0.020203
| 55765 | 0 | 0 | 0 | 0 | 0 | 0
| 55801 | 429.92 | 0.045937 | 0.0021703 | 0 | 0.027917 | 0.026925
| 55885 | 0 | 0 | 0 | 0 | 0 | 0
| 55938 | 392.3753 | 0.10329 | 0.0019808 | 0 | 0.025479 | 0.024574
| 55964 | 0 | 0 | 0 | 0 | 0 | 0
| 55976 | 0 | 0 | 0 | 0 | 0 | 0
| 56038 | 0 | 0 | 0 | 0 | 0 | 0
| 56050 | 0 | 0 | 0 | 0 | 0 | 0
| 56397 | 0 | 0 | 0 | 0 | 0 | 0
| 56429 | 0 | 0 | 0 | 0 | 0 | 0
| 56430 | 0 | 0 | 0 | 0 | 0 | 0
| 56510 | 0 | 0 | 0 | 0 | 0 | 0
| 56511 | 0 | 0 | 0 | 0 | 0 | 0
| 56512 | 0 | 0 | 0 | 0 | 0 | 0
| 56513 | 0 | 0 | 0 | 0 | 0 | 0
| 56571 | 0 | 0 | 0 | 0 | 0 | 0
| 56680 | 0 | 0 | 0 | 0 | 0 | 0
| 56690 | 0 | 0 | 0 | 0 | 0 | 0
| 56701 | 0 | 0 | 0 | 0 | 0 | 0
| 56846 | 0 | 0 | 0 | 0 | 0 | 0
| 56850 | 0 | 0 | 0 | 0 | 0 | 0
| 56873 | 0 | 0 | 0 | 0 | 0 | 0
| 56884 | 0 | 0 | 0 | 0 | 0 | 0
| 56887 | 0 | 0 | 0 | 0 | 0 | 0
| 56890 | 0 | 0 | 0 | 0 | 0 | 0
| 56911 | 0 | 0 | 0 | 0 | 0 | 0
| 56957 | 0 | 0 | 0 | 0 | 0 | 0
| 56963 | 681.469 | 0.034974 | 0.0034401 | 0 | 0.016528 | 0.014043
| 57183 | 0 | 0 | 0 | 0 | 0 | 0
| 57349 | 203.737 | 0.01217 | 0.0010284 | 0 | 0.013229 | 0.012759
| 57581 | 0 | 0 | 0 | 0 | 0 | 0
| 57582 | 0 | 0 | 0 | 0 | 0 | 0
| 57788 | 0 | 0 | 0 | 0 | 0 | 0
| 57839 | 121.139 | 0.0058095 | 0.00061153 | 0 | 0.0078663 | 0.0075869
| 57843 | 0 | 0 | 0 | 0 | 0 | 0
| 57845 | 0 | 0 | 0 | 0 | 0 | 0
| 57846 | 0 | 0 | 0 | 0 | 0 | 0
| 57847 | 0 | 0 | 0 | 0 | 0 | 0
| 57848 | 0 | 0 | 0 | 0 | 0 | 0
| 58051 | 0 | 0 | 0 | 0 | 0 | 0
| 58079 | 579.821 | 0.030245 | 0.002927 | 0 | 0.037651 | 0.036313
| 58110 | 9.4186 | 0.00161 | 0 | 0 | 0.00062131 | 0.00059924
| 58165 | 0 | 0 | 0 | 0 | 0 | 0
| 58172 | 0 | 0 | 0 | 0 | 0 | 0
| 58207 | 1e-05 | 0 | 0 | 0 | 0 | 0
| 58208 | 0 | 0 | 0 | 0 | 0 | 0
| 58235 | 132.2519 | 0.013086 | 0.00066763 | 0 | 0.008588 | 0.0082829
| 58246 | 0 | 0 | 0 | 0 | 0 | 0
| 58250 | 0 | 0 | 0 | 0 | 0 | 0
| 58252 | 0 | 0 | 0 | 0 | 0 | 0
| 58326 | 0 | 0 | 0 | 0 | 0 | 0
| 58420 | 0 | 0 | 0 | 0 | 0 | 0
| 58426 | 137.248 | 0.023264 | 0 | 0 | 0.0089778 | 0.008659
| 58433 | 78.788 | 0.013468 | 0 | 0 | 0.0051974 | 0.0050127
| 58442 | 0 | 0 | 0 | 0 | 1e-08 | 0
| 58476 | 0 | 0 | 0 | 0 | 0 | 0
| 58497 | 0 | 0 | 0 | 0 | 0 | 0
| 58584 | 0 | 0 | 0 | 0 | 0 | 0
| 58714 | 12.2572 | 0.0020909 | 0 | 0 | 0.00080691 | 0.00077824
| 58715 | 20.489 | 0.0035024 | 0 | 0 | 0.0013516 | 0.0013036
| 58811 | 20.489 | 0.0017512 | 0 | 0 | 0.0013516 | 0.0013036
| 58813 | 6.6482 | 0.0011341 | 0 | 0 | 0.00043766 | 0.00042211
| 58818 | 3.3241 | 0.00056705 | 0 | 0 | 0.00021883 | 0.00021106
| 58821 | 12.2572 | 0.0020909 | 0 | 0 | 0.00080691 | 0.00077824
| 58897 | 0 | 0 | 0 | 0 | 0 | 0
| 58947 | 0 | 1e-09 | 1e-08 | 0 | 2e-09 | 3e-09
| 59012 | 0 | 0 | 0 | 0 | 0 | 0
| 59026 | 0 | 0 | 0 | 0 | 0 | 0
| 59055 | 0 | 0 | 0 | 0 | 0 | 0
| 59056 | 1.8369 | 0.00031399 | 0 | 0 | 0.00012117 | 0.00011687
| 59073 | 0 | 0 | 0 | 0 | 0 | 0
| 59116 | 0 | 0 | 0 | 0 | 0 | 0
| 59220 | 409.876 | 0.069477 | 0 | 0 | 0.026811 | 0.025859
| 59783 | 0 | 0 | 0 | 0 | 0 | 0
| 59906 | 71.85 | 0.012179 | 0 | 0 | 0.0047 | 0.004533
| 60234 | 5.4513 | 0.0047376 | 0.034855 | 1.6243e-08 | 0.0021603 | 0.0019982
| 60235 | 5.4513 | 0.0047376 | 0.034855 | 1.6243e-08 | 0.0021603 | 0.0019982
| 60236 | 5.4513 | 0.0047376 | 0.034855 | 1.6243e-08 | 0.0021603 | 0.0019982
| 60302 | 201.337 | 0.034128 | 0 | 0 | 0.01317 | 0.012702
| 60357 | 0 | 0 | 0 | 0 | 0 | 0
| 60368 | 379.28 | 0.06429 | 0 | 0 | 0.02481 | 0.023929
| 60388 | 0 | 0 | 0 | 0 | 0 | 0
| 60589 | 75.812 | 0.012851 | 0 | 0 | 0.0049591 | 0.004783
| 60933 | 1.6061 | 0.00027398 | 0 | 0 | 0.00010573 | 0.00010197
| 61035 | 195.516 | 0.033141 | 0 | 0 | 0.012789 | 0.012335
| 61263 | 12.2572 | 0.0020909 | 0 | 0 | 0.00080691 | 0.00077824
| 61282 | 3.6173 | 0.0033222 | 0.00060404 | 0 | 0.00046142 | 0.00043822
| 61286 | 0 | 0 | 0 | 0 | 0 | 0
| 61737 | 0 | 0 | 0 | 0 | 0 | 0
| 61822 | 0 | 0 | 0 | 0 | 0 | 0
| 62741 | 0 | 0 | 0 | 0 | 0 | 0
| 50060 | 0 | 0 | 0 | 0 | 0 | 0
| 50397 | 0 | 0 | 0 | 0 | 0 | 0
| 54638 | 0 | 0 | 0 | 0 | 0 | 0
| 57407 | 0 | 0 | 0 | 0 | 0 | 0
| 58565 | 0 | 0 | 0 | 0 | 0 | 0
Emissions by State: PJM and New York
short tons (Hg emissions are shown in lbs.)
| State | CO2 | NOx | SO2 | Hg | PM10 | PM2.5
| DC | -14.6887 | -0.01349 | -0.0024528 | 0 | -0.0018737 | -0.0017795
| DE | 2730.5939 | 1.0522 | 1.5588 | 0.0058165 | 0.17897 | 0.13847
| IL | 2843.4089 | 2.2583 | 0.70742 | 0.0023172 | 0.25762 | 0.24486
| IN | 2461.6782 | 0.41169 | -0.25271 | 0.0070103 | 0.42664 | 0.45009
| KY | 3486.5455 | 1.2995 | 2.2451 | 0.0078974 | 0.32353 | 0.25414
| MD | 3594.6077 | 1.194 | 3.1877 | 0.0070361 | 0.30573 | 0.27323
| MI | 12171.2138 | 5.6503 | 2.3193 | 0.013224 | 0.78644 | 0.71827
| NC | -23071.8229 | -27.2705 | -25.5331 | -0.11556 | -1.608 | -1.413
| NJ | 11901.2299 | 15.4246 | 0.66472 | 0.0020239 | 0.89201 | 0.85702
| NY | 5703.2137 | 4.1936 | 1.3186 | 0.00061586 | 0.37592 | 0.35819
| OH | 4730.2452 | 3.7789 | 3.3664 | 0.011384 | 0.44545 | 0.37968
| PA | 9704.8862 | 7.3081 | 14.4262 | 0.016243 | 1.3411 | 0.97633
| TN | -6975.0932 | -1.7607 | -0.70495 | -0.056181 | -0.38678 | -0.19393
| VA | 3672.0993 | 3.2807 | 0.78727 | 0.0068392 | 0.40996 | 0.22232
| WV | 858.114 | 1.0117 | 0.47355 | 0.0048808 | 0.12863 | 0.11335

## Peak Winter Day Emissions
Peak Winter Day Emissions
Emissions by Plant: MAAC Region
short tons (Hg emissions are shown in lbs.)
| ORIS Code | CO2 | NOx | SO2 | Hg | PM10 | PM2.5
| 591 | 0 | 0 | 0 | 0 | 0 | 0
| 592 | 0 | 0 | 0 | 0 | 0 | 0
| 593 | 0 | 0 | 0 | 0 | 0 | 0
| 594 | 825.534 | 0.33673 | 0.98243 | 1.8251e-06 | 0.052434 | 0.029047
| 597 | 0 | 0 | 0 | 0 | 0 | 0
| 602 | 0 | 0 | 0 | 0 | 0 | 0
| 1552 | 0 | 0 | 0 | 0 | 0 | 0
| 1554 | -409.1574 | -0.32583 | -0.12063 | 0 | -0.026006 | -0.025082
| 1556 | 0 | 0 | 0 | 0 | 0 | 0
| 1557 | 0 | 0 | 0 | 0 | 0 | 0
| 1563 | 0 | 0 | 0 | 0 | 0 | 0
| 1564 | 0 | 0 | 0 | 0 | 0 | 0
| 1571 | 0 | 0 | 0 | 0 | 0 | 0
| 1572 | 0 | 0 | 0 | 0 | 0 | 0
| 1573 | 647.01 | 0.11915 | 0.36934 | 1.0132e-06 | 0.045712 | 0.04565
| 1580 | 0 | 0 | 0 | 0 | 0 | 0
| 2379 | 0 | 0 | 0 | 0 | 0 | 0
| 2390 | 0 | 0 | 0 | 0 | 0 | 0
| 2393 | 1898.378 | 0.4041 | 0.0095833 | 0 | 0.12327 | 0.1189
| 2398 | 781.058 | 0.10691 | 0.0039354 | 0 | 0.050623 | 0.048825
| 2399 | 0 | 0 | 0 | 0 | 0 | 0
| 2401 | 0 | 0 | 0 | 0 | 0 | 0
| 2404 | 0 | 0 | 0 | 0 | 0 | 0
| 2406 | 468.395 | 0.026392 | 0.0023635 | 0 | 0.030402 | 0.029322
| 2410 | 0 | 0 | 0 | 0 | 0 | 0
| 2411 | 215.062 | 0.036455 | 0 | 0 | 0.014068 | 0.013568
| 2434 | 0 | 0 | 0 | 0 | 0 | 0
| 3109 | 0 | 0 | 0 | 0 | 0 | 0
| 3110 | 0 | 0 | 0 | 0 | 0 | 0
| 3111 | 0 | 0 | 0 | 0 | 0 | 0
| 3112 | 0 | 0 | 0 | 0 | 0 | 0
| 3113 | 0 | 0 | 0 | 0 | 0 | 0
| 3114 | 0 | 0 | 0 | 0 | 0 | 0
| 3115 | 0 | 0 | 0 | 0 | 0 | 0
| 3116 | 0 | 0 | 0 | 0 | 0 | 0
| 3118 | 541.97 | 0.19745 | 0.2186 | 4.5539e-07 | 0.082745 | 0.058702
| 3120 | 0 | 0 | 0 | 0 | 0 | 0
| 3122 | 547.63 | 0.48585 | 0.52441 | 1.0217e-06 | 0.072825 | 0.051508
| 3130 | 0 | 0 | 0 | 0 | 0 | 0
| 3131 | 53.803 | 0.053771 | 0.013443 | 0 | 0.0034584 | 0.0033355
| 3132 | 0 | 0 | 0 | 0 | 0 | 0
| 3136 | 1092.86 | 0.42237 | 2.1062 | 1.5584e-06 | 0.14678 | 0.10497
| 3139 | 0 | 0 | 0 | 0 | 0 | 0
| 3140 | 1070.855 | 1.0702 | 0.26756 | 0 | 0.068834 | 0.066389
| 3142 | 0 | 0 | 0 | 0 | 0 | 0
| 3143 | 0 | 0 | 0 | 0 | 0 | 0
| 3144 | 0 | 0 | 0 | 0 | 0 | 0
| 3146 | 0 | 0 | 0 | 0 | 0 | 0
| 3147 | 0 | 0 | 0 | 0 | 0 | 0
| 3148 | 690.769 | 0.90355 | 0.041547 | 0 | 0.044137 | 0.042569
| 3149 | 957.344 | 0.64386 | 1.7624 | 3.1436e-07 | 0.046196 | 0.030558
| 3152 | 0 | 0 | 0 | 0 | 0 | 0
| 3154 | 0 | 0 | 0 | 0 | 0 | 0
| 3155 | 0 | 0 | 0 | 0 | 0 | 0
| 3157 | 0 | 0 | 0 | 0 | 0 | 0
| 3160 | 0 | 0 | 0 | 0 | 0 | 0
| 3161 | 0 | 0 | 0 | 0 | 0 | 0
| 3162 | 0 | 0 | 0 | 0 | 0 | 0
| 3163 | 0 | 0 | 0 | 0 | 0 | 0
| 3168 | 0 | 0 | 0 | 0 | 0 | 0
| 3169 | 0 | 0 | 0 | 0 | 0 | 0
| 3170 | 0 | 0 | 0 | 0 | 0 | 0
| 3176 | 52.594 | 0.004602 | 0.0002655 | 0 | 0.0044986 | 0.0033245
| 3782 | 0 | 0 | 0 | 0 | 0 | 0
| 3785 | 0 | 0 | 0 | 0 | 0 | 0
| 4257 | 0 | 0 | 0 | 0 | 0 | 0
| 5083 | 0 | 0 | 0 | 0 | 0 | 0
| 6390 | 0 | 0 | 0 | 0 | 0 | 0
| 6391 | 0 | 0 | 0 | 0 | 0 | 0
| 6565 | 0 | 0 | 0 | 0 | 0 | 0
| 6776 | 0 | 0 | 0 | 0 | 0 | 0
| 7138 | 0 | 0 | 0 | 0 | 0 | 0
| 7153 | 842.543 | 0.24269 | 0.0028303 | 0 | 0.05461 | 0.052671
| 7288 | 0 | 0 | 0 | 0 | 0 | 0
| 7318 | 0 | 0 | 0 | 0 | 0 | 0
| 7690 | 0 | 0 | 0 | 0 | 0 | 0
| 7701 | 0 | 0 | 0 | 0 | 0 | 0
| 7835 | 0 | 0 | 0 | 0 | 0 | 0
| 7962 | 0 | 0 | 0 | 0 | 0 | 0
| 8008 | 0 | 0 | 0 | 0 | 0 | 0
| 8012 | 0 | 0 | 0 | 0 | 0 | 0
| 10030 | 0 | 0 | 0 | 0 | 0 | 0
| 10043 | 0 | 0 | 0 | 0 | 0 | 0
| 10061 | 0 | 0 | 0 | 0 | 0 | 0
| 10099 | 27.7972 | 0.0085916 | 0.00013932 | 0 | 0.0017922 | 0.0017285
| 10113 | 0 | 0 | 0 | 0 | 0 | 0
| 10118 | 0 | 0 | 0 | 0 | 0 | 0
| 10122 | 0 | 0 | 0 | 0 | 0 | 0
| 10123 | 0 | 0 | 0 | 0 | 0 | 0
| 10129 | 0 | 0 | 0 | 0 | 0 | 0
| 10224 | 0 | 0 | 0 | 0 | 0 | 0
| 10302 | 0 | 0 | 0 | 0 | 0 | 0
| 10308 | 0 | 0 | 0 | 0 | 0 | 0
| 10343 | 0 | 0 | 0 | 0 | 0 | 0
| 10435 | 0 | 0 | 0 | 0 | 0 | 0
| 10566 | 0 | 0 | 0 | 0 | 0 | 0
| 10603 | 0 | 0 | 0 | 0 | 0 | 0
| 10629 | 0 | 0 | 0 | 0 | 0 | 0
| 10643 | 0 | 0 | 0 | 0 | 0 | 0
| 10693 | 0 | 0 | 0 | 0 | 0 | 0
| 10746 | 0 | 0 | 0 | 0 | 0 | 0
| 10751 | 0 | 0 | 0 | 0 | 0 | 0
| 10805 | 0 | 0 | 0 | 0 | 0 | 0
| 10870 | 0 | 0 | 0 | 0 | 0 | 0
| 50094 | 0 | 0 | 0 | 0 | 0 | 0
| 50215 | 0 | 0 | 0 | 0 | 0 | 0
| 50279 | 26.5538 | 0.01747 | 0.00015638 | 0 | 0.0017242 | 0.001663
| 50373 | 0 | 0 | 0 | 0 | 0 | 0
| 50385 | 0 | 0 | 0 | 0 | 0 | 0
| 50411 | 0 | 0 | 0 | 0 | 0 | 0
| 50463 | 0 | 0 | 0 | 0 | 0 | 0
| 50497 | 0 | 1e-08 | 1e-09 | 0 | 0 | 0
| 50561 | 0 | 0 | 0 | 0 | 0 | 0
| 50611 | 0 | 0 | 0 | 0 | 0 | 0
| 50628 | 0 | 0 | 0 | 0 | 0 | 0
| 50657 | 0 | 0 | 0 | 0 | 0 | 0
| 50776 | 0 | 0 | 0 | 0 | 0 | 0
| 50799 | 128.009 | 0.066342 | 0.00064619 | 0 | 0.0083123 | 0.008017
| 50852 | 0 | 0 | 0 | 0 | 0 | 0
| 50859 | 0 | 0 | 0 | 0 | 0 | 0
| 50885 | 0 | 0 | 0 | 0 | 0 | 0
| 50888 | 0 | 0 | 0 | 0 | 0 | 0
| 50960 | 0 | 0 | 0 | 0 | 0 | 0
| 50974 | 0 | 0 | 0 | 0 | 0 | 0
| 52149 | 0 | 0 | 0 | 0 | 0 | 0
| 52193 | 0 | 0 | 0 | 0 | 0 | 0
| 54250 | 0 | 0 | 0 | 0 | 0 | 0
| 54333 | 0 | 0 | 0 | 0 | 0 | 0
| 54569 | 0 | 0 | 0 | 0 | 0 | 0
| 54625 | 0 | 0 | 0 | 0 | 0 | 0
| 54634 | 0 | 0 | 0 | 0 | 0 | 0
| 54640 | 0 | 0 | 0 | 0 | 0 | 0
| 54693 | 0 | 0 | 0 | 0 | 0 | 0
| 54708 | 0 | 0 | 0 | 0 | 0 | 0
| 54746 | 0 | 0 | 0 | 0 | 0 | 0
| 54785 | 0.0001 | 0 | 1e-09 | 0 | 0 | 0
| 54795 | 0 | 0 | 0 | 0 | 0 | 0
| 54829 | 0 | 0 | 0 | 0 | 0 | 0
| 54832 | 0 | 0 | 0 | 0 | 0 | 0
| 54934 | 0 | 0 | 0 | 0 | 0 | 0
| 54980 | 0 | 0 | 0 | 0 | 0 | 0
| 55074 | 0 | 0 | 0 | 0 | 0 | 0
| 55193 | 168.352 | 0.0096316 | 0.00084984 | 0 | 0.0061269 | 0.0061259
| 55231 | 711.247 | 0.062832 | 0.0035904 | 0 | 0.072024 | 0.072024
| 55233 | 162.532 | 0.1939 | 0.00082585 | 0 | 0.0048757 | 0.0048757
| 55239 | 504.094 | 0.04326 | 0.0025447 | 0 | 0.029202 | 0.029202
| 55298 | 1261.171 | 0.080642 | 0.0063665 | 0 | 0.02723 | 0.02723
| 55337 | 724.308 | 0.075565 | 0.0036564 | 0 | 0.034209 | 0.029236
| 55381 | 0 | 0 | 0 | 0 | 0 | 0
| 55524 | 759.882 | 0.11051 | 0.00083421 | 0 | 0.049621 | 0.047858
| 55667 | 86.539 | 0.0072081 | 0.00043686 | 0 | 0.0056195 | 0.0054199
| 55690 | 807.701 | 0.040681 | 0.0061021 | 0 | 0.05233 | 0.050471
| 55765 | 0 | 0 | 0 | 0 | 0 | 0
| 55801 | 240.413 | 0.025688 | 0.0012136 | 0 | 0.015611 | 0.015057
| 55885 | 0 | 0 | 0 | 0 | 0 | 0
| 55938 | 0 | 0 | 0 | 0 | 0 | 0
| 55964 | 0 | 0 | 0 | 0 | 0 | 0
| 55976 | 342.474 | 0.015559 | 0.0017288 | 0 | 0.017781 | 0.017777
| 56038 | 0 | 0 | 0 | 0 | 0 | 0
| 56050 | 0 | 0 | 0 | 0 | 0 | 0
| 56397 | 43.5701 | 0.030079 | 0.00025652 | 0 | 0.00010882 | 6.6729e-05
| 56429 | 0 | 0 | 0 | 0 | 0 | 0
| 56430 | 0 | 0 | 0 | 0 | 0 | 0
| 56510 | 0 | 0 | 0 | 0 | 0 | 0
| 56511 | 0 | 0 | 0 | 0 | 0 | 0
| 56512 | 0 | 0 | 0 | 0 | 0 | 0
| 56513 | 0 | 0 | 0 | 0 | 0 | 0
| 56571 | 0 | 0 | 0 | 0 | 0 | 0
| 56680 | 0 | 0 | 0 | 0 | 0 | 0
| 56690 | 0 | 0 | 0 | 0 | 0 | 0
| 56701 | 0 | 0 | 0 | 0 | 0 | 0
| 56846 | 164.558 | 0.027894 | 0 | 0 | 0.010764 | 0.010382
| 56850 | 0 | 0 | 0 | 0 | 0 | 0
| 56873 | 0 | 0 | 0 | 0 | 0 | 0
| 56884 | 0 | 0 | 0 | 0 | 0 | 0
| 56887 | 0 | 0 | 0 | 0 | 0 | 0
| 56890 | 0 | 0 | 0 | 0 | 0 | 0
| 56911 | 0 | 0 | 0 | 0 | 0 | 0
| 56957 | 0 | 0 | 0 | 0 | 0 | 0
| 56963 | 355.727 | 0.018257 | 0.0017957 | 0 | 0.0086278 | 0.0073306
| 57183 | 0 | 0 | 0 | 0 | 0 | 0
| 57349 | 269.241 | 0.016083 | 0.0013591 | 0 | 0.017483 | 0.016862
| 57581 | 0 | 0 | 0 | 0 | 0 | 0
| 57582 | 0 | 0 | 0 | 0 | 0 | 0
| 57788 | 0 | 0 | 0 | 0 | 0 | 0
| 57839 | 356.138 | 0.017079 | 0.0017978 | 0 | 0.023126 | 0.022305
| 57843 | 0 | 0 | 0 | 0 | 0 | 0
| 57845 | 0 | 0 | 0 | 0 | 0 | 0
| 57846 | 0 | 0 | 0 | 0 | 0 | 0
| 57847 | 0 | 0 | 0 | 0 | 0 | 0
| 57848 | 0 | 0 | 0 | 0 | 0 | 0
| 58051 | 0 | 0 | 0 | 0 | 0 | 0
| 58079 | 512.327 | 0.026725 | 0.0025863 | 0 | 0.033268 | 0.032086
| 58110 | 0 | 0 | 0 | 0 | 0 | 0
| 58165 | 0 | 0 | 0 | 0 | 0 | 0
| 58172 | 0 | 0 | 0 | 0 | 0 | 0
| 58207 | 0 | 0 | 0 | 0 | 0 | 0
| 58208 | 0 | 0 | 0 | 0 | 0 | 0
| 58235 | 0 | 0 | 0 | 0 | 0 | 0
| 58246 | 0 | 0 | 0 | 0 | 0 | 0
| 58250 | 0 | 0 | 0 | 0 | 0 | 0
| 58252 | 0 | 0 | 0 | 0 | 0 | 0
| 58326 | 0 | 0 | 0 | 0 | 0 | 0
| 58420 | 26.081 | 0.004421 | 0 | 0 | 0.0017059 | 0.0016454
| 58426 | 57.668 | 0.0097752 | 0 | 0 | 0.0037722 | 0.0036382
| 58433 | 0 | 0 | 0 | 0 | 0 | 0
| 58442 | 0 | 0 | 0 | 0 | 0 | 0
| 58476 | 0 | 0 | 0 | 0 | 0 | 0
| 58497 | 0 | 0 | 0 | 0 | 0 | 0
| 58584 | 0 | 0 | 0 | 0 | 0 | 0
| 58714 | 12.2453 | 0.0020889 | 0 | 0 | 0.00080613 | 0.00077749
| 58715 | 0 | 0 | 0 | 0 | 0 | 0
| 58811 | 0 | 0 | 0 | 0 | 0 | 0
| 58813 | 7.4912 | 0.0012779 | 0 | 0 | 0.00049316 | 0.00047564
| 58818 | 7.4912 | 0.0012779 | 0 | 0 | 0.00049316 | 0.00047564
| 58821 | 12.2453 | 0.0020889 | 0 | 0 | 0.00080613 | 0.00077749
| 58897 | 0 | 0 | 0 | 0 | 0 | 0
| 58947 | 0 | 0 | 0 | 0 | 0 | 0
| 59012 | 0 | 0 | 0 | 0 | 0 | 0
| 59026 | 0 | 0 | 0 | 0 | 0 | 0
| 59055 | 0 | 0 | 0 | 0 | 0 | 0
| 59056 | 0 | 0 | 0 | 0 | 0 | 0
| 59073 | 205.72 | 0.034871 | 0 | 0 | 0.013457 | 0.012979
| 59116 | 0 | 0 | 0 | 0 | 0 | 0
| 59220 | 835.788 | 0.14167 | 0 | 0 | 0.054671 | 0.052729
| 59783 | 0 | 0 | 0 | 0 | 0 | 0
| 59906 | 73.042 | 0.012381 | 0 | 0 | 0.004778 | 0.004608
| 60234 | 0 | 0 | 0 | 0 | 0 | 0
| 60235 | 0 | 0 | 0 | 0 | 0 | 0
| 60236 | 0 | 0 | 0 | 0 | 0 | 0
| 60302 | 613.316 | 0.10396 | 0 | 0 | 0.040119 | 0.038694
| 60357 | 102.95 | 0.017451 | 0 | 0 | 0.0067345 | 0.0064954
| 60368 | 78.19 | 0.013254 | 0 | 0 | 0.0051146 | 0.0049329
| 60388 | 0 | 0 | 0 | 0 | 0 | 0
| 60589 | 0 | 0 | 0 | 0 | 0 | 0
| 60933 | 0 | 0 | 0 | 0 | 0 | 0
| 61035 | 405.455 | 0.068727 | 0 | 0 | 0.026522 | 0.02558
| 61263 | 12.2453 | 0.0020889 | 0 | 0 | 0.00080613 | 0.00077749
| 61282 | 0 | 0 | 0 | 0 | 0 | 0
| 61286 | 2.4491 | 0.00041779 | 0 | 0 | 0.00016123 | 0.0001555
| 61737 | 0 | 0 | 0 | 0 | 0 | 0
| 61822 | 0 | 0 | 0 | 0 | 0 | 0
| 62741 | 0 | 0 | 0 | 0 | 0 | 0
| 50060 | 0 | 0 | 0 | 0 | 0 | 0
| 50397 | 0 | 0 | 0 | 0 | 0 | 0
| 54638 | 0 | 0 | 0 | 0 | 0 | 0
| 57407 | 0 | 0 | 0 | 0 | 0 | 0
| 58565 | 0 | 0 | 0 | 0 | 0 | 0
Emissions by State: PJM and New York
short tons (Hg emissions are shown in lbs.)
| State | CO2 | NOx | SO2 | Hg | PM10 | PM2.5
| DC | 0 | 0 | 0 | 0 | 0 | 0
| DE | 1937.3175 | 0.59551 | 0.98662 | 0.0036502 | 0.12453 | 0.098579
| IL | 2163.5646 | 1.0072 | 3.6297 | 0.01067 | 0.24079 | 0.11515
| IN | 5964.8123 | 2.3876 | 1.2129 | 0.018181 | 0.91738 | 0.74563
| KY | 4059.1597 | 2.9709 | 2.1422 | 0.012243 | 0.39668 | 0.32741
| MD | 2057.2352 | 0.10172 | 0.24872 | 0.0020265 | 0.13872 | 0.13535
| MI | 226.9622 | -0.57557 | -4.3773 | 0.010876 | -0.021099 | -0.04958
| NC | -823.1587 | -3.3944 | -2.9931 | -0.01145 | -0.1191 | -0.090093
| NJ | 5246.9857 | 0.75411 | 0.025392 | 0 | 0.3227 | 0.31128
| NY | -774.9302 | -0.15518 | -0.16749 | -0.00023605 | -0.038586 | -0.036984
| OH | 2809.3619 | 2.1658 | 3.8588 | 0.012705 | 0.21524 | 0.17667
| PA | 12398.9311 | 5.2343 | 5.5694 | 0.0099569 | 0.9105 | 0.77603
| TN | -2843.7952 | -0.81904 | 0.22926 | -0.029393 | -0.034437 | 0.054796
| VA | 4138.2043 | 0.89908 | 0.13307 | 0.00093021 | 0.31236 | 0.25344
| WV | 6574.0304 | 4.8785 | 4.2061 | 0.037551 | 0.61199 | 0.52719